## Uncertainty & Tolerance Limits
Table 1. Certified Values, Expanded Uncertainty and Tolerance Limits for OREAS 48
Constituent | Certified | Expanded Uncertainty |  | 95% Tolerance Limits
| Value | Low | High | Low | High
Pb Fire Assay
Au, Gold (ppb) | 2.9594 | 1.6328 | 4.286 | 2.535 | 3.3838
Aqua Regia Digestion (sample weights 10-50g)
Au, Gold (ppb) | 2.5439 | 1.4829 | 3.6049 | IND | IND
Borate / Peroxide Fusion ICP
Ag, Silver (ppm) | < 5 | IND | IND | IND | IND
Al, Aluminium (wt.%) | 8.0246 | 7.8252 | 8.224 | 7.8626 | 8.1865
As, Arsenic (ppm) | < 4 | IND | IND | IND | IND
Ba, Barium (ppm) | 431.1607 | 413.2085 | 449.1128 | 421.5221 | 440.7993
Be, Beryllium (ppm) | 0.92935 | 0.6847 | 1.174 | 0.80413 | 1.0546
Ca, Calcium (wt.%) | 3.7909 | 3.6772 | 3.9046 | 3.7009 | 3.8808
Ce, Cerium (ppm) | 35.3673 | 32.8064 | 37.9281 | 34.4999 | 36.2346
Co, Cobalt (ppm) | 19.9824 | 18.0991 | 21.8658 | 19.078 | 20.8869
Cr, Chromium (ppm) | 77.9648 | 68.3488 | 87.5808 | 73.2437 | 82.6858
Cs, Caesium (ppm) | 1.1697 | 0.99062 | 1.3487 | 1.0896 | 1.2498
Cu, Copper (ppm) | 41.0031 | 35.7799 | 46.2263 | 38.6838 | 43.3225
Dy, Dysprosium (ppm) | 1.9542 | 1.8055 | 2.103 | 1.8622 | 2.0462
Er, Erbium (ppm) | 1.1114 | 1.0144 | 1.2084 | 1.0359 | 1.1869
Eu, Europium (ppm) | 0.87166 | 0.79948 | 0.94384 | 0.83691 | 0.90641
Fe, Iron (wt.%) | 4.2924 | 4.1716 | 4.4132 | 4.2103 | 4.3745
Ga, Gallium (ppm) | 20.6338 | 19.3982 | 21.8694 | 19.8431 | 21.4246
Gd, Gadolinium (ppm) | 2.4819 | 2.1968 | 2.767 | 2.3184 | 2.6455
Ge, Germanium (ppm) | 1.1661 | 0.95844 | 1.3738 | 0.99429 | 1.338
Ho, Holmium (ppm) | 0.37588 | 0.3371 | 0.41466 | 0.35209 | 0.39967
In, Indium (ppm) | < 0.3 | IND | IND | IND | IND
K, Potassium (wt.%) | 1.1833 | 1.1365 | 1.2301 | 1.1475 | 1.2191
La, Lanthanum (ppm) | 16.8827 | 15.4359 | 18.3295 | 16.2339 | 17.5315
Li, Lithium (ppm) | 19.813 | 17.6269 | 21.999 | 18.2989 | 21.327
Lu, Lutetium (ppm) | 0.15461 | 0.13653 | 0.1727 | IND | IND
Mg, Magnesium (wt.%) | 1.7209 | 1.6773 | 1.7646 | 1.692 | 1.7499
Mn, Manganese (wt.%) | 0.068949 | 0.066155 | 0.071742 | 0.066775 | 0.071123
Nb, Niobium (ppm) | 3.1809 | 2.6559 | 3.7059 | 2.8174 | 3.5443
Nd, Neodymium (ppm) | 16.7858 | 15.5269 | 18.0447 | 16.1529 | 17.4188
Ni, Nickel (ppm) | 41.2965 | 32.7147 | 49.8782 | 36.6377 | 45.9552
P, Phosphorus (wt.%) | 0.054217 | 0.050014 | 0.058419 | 0.052955 | 0.055479
Pb, Lead (ppm) | 5.9891 | 3.8111 | 8.1671 | 4.5009 | 7.4774
Pr, Praseodymium (ppm) | 4.292 | 3.9682 | 4.6158 | 4.1471 | 4.4369
Rb, Rubidium (ppm) | 36.5665 | 33.9741 | 39.1589 | 34.6633 | 38.4697
Re, Rhenium (ppm) | < 0.01 | IND | IND | IND | IND
S, Sulphur (wt.%) | 0.046703 | 0.040625 | 0.052782 | IND | IND
Sc, Scandium (ppm) | 14.518 | 13.394 | 15.642 | IND | IND
Si, Silicon (wt.%) | 29.5463 | 29.0148 | 30.0777 | 28.9568 | 30.1357
Sm, Samarium (ppm) | 2.9749 | 2.623 | 3.3269 | 2.8079 | 3.142
Sr, Strontium (ppm) | 464.1496 | 439.8055 | 488.4937 | 450.6998 | 477.5993
Tb, Terbium (ppm) | 0.35147 | 0.30943 | 0.39351 | 0.32408 | 0.37886
Te, Tellurium (ppm) | < 0.5 | IND | IND | IND | IND
Th, Thorium (ppm) | 2.4586 | 2.2438 | 2.6734 | 2.2864 | 2.6308
Ti, Titanium (wt.%) | 0.32427 | 0.31185 | 0.33668 | 0.31722 | 0.33131
Tl, Thallium (ppm) | 0.18556 | 0.15274 | 0.21837 | IND | IND
Tm, Thulium (ppm) | 0.15542 | 0.13377 | 0.17708 | IND | IND
U, Uranium (ppm) | 0.53206 | 0.43895 | 0.62517 | 0.51356 | 0.55056
V, Vanadium (ppm) | 114.7902 | 108.2243 | 121.3561 | 110.2209 | 119.3594
W, Tungsten (ppm) | 0.78422 | 0.39505 | 1.1734 | IND | IND
Y, Yttrium (ppm) | 10.5423 | 9.6622 | 11.4224 | 10.3322 | 10.7524
Yb, Ytterbium (ppm) | 1.0296 | 0.89394 | 1.1653 | 0.95185 | 1.1074
Zn, Zinc (ppm) | 63.6827 | 56.8012 | 70.5641 | 61.5601 | 65.8052
Zr, Zirconium (ppm) | 94.9365 | 84.2434 | 105.6296 | 88.0755 | 101.7975
4-Acid Digestion
Ag, Silver (ppm) | 0.069515 | 0.055962 | 0.083068 | 0.059031 | 0.079999
Al, Aluminium (wt.%) | 7.7546 | 7.5298 | 7.9794 | 7.6274 | 7.8818
As, Arsenic (ppm) | 0.97208 | 0.71247 | 1.2317 | 0.85814 | 1.086
Ba, Barium (ppm) | 423.0014 | 410.8947 | 435.1081 | 415.9044 | 430.0984
Be, Beryllium (ppm) | 0.75357 | 0.72041 | 0.78673 | 0.71808 | 0.78906
Bi, Bismuth (ppm) | 0.11723 | 0.10085 | 0.13361 | 0.10998 | 0.12447
Ca, Calcium (wt.%) | 3.6396 | 3.5524 | 3.7267 | 3.5821 | 3.697
Cd, Cadmium (ppm) | 0.053374 | 0.042109 | 0.06464 | 0.047548 | 0.059201
Ce, Cerium (ppm) | 33.174 | 31.0655 | 35.2826 | 32.3958 | 33.9523
Co, Cobalt (ppm) | 19.3882 | 18.6692 | 20.1072 | 18.903 | 19.8734
Cr, Chromium (ppm) | 62.3183 | 57.2369 | 67.3997 | 60.2501 | 64.3865
Cs, Caesium (ppm) | 1.1588 | 1.0911 | 1.2265 | 1.1101 | 1.2075
Cu, Copper (ppm) | 39.954 | 38.1537 | 41.7543 | 38.8365 | 41.0715
Dy, Dysprosium (ppm) | 1.8959 | 1.7933 | 1.9984 | 1.8335 | 1.9582
Er, Erbium (ppm) | 1.0551 | 0.98966 | 1.1206 | 1.005 | 1.1052
Eu, Europium (ppm) | 0.84394 | 0.78623 | 0.90166 | 0.8141 | 0.87379
Fe, Iron (wt.%) | 4.1974 | 4.0864 | 4.3084 | 4.1273 | 4.2675
Ga, Gallium (ppm) | 19.3155 | 18.5098 | 20.1212 | 18.8668 | 19.7643
Gd, Gadolinium (ppm) | 2.373 | 2.2138 | 2.5322 | 2.2558 | 2.4902
Hf, Hafnium (ppm) | 1.524 | 1.41 | 1.638 | 1.4131 | 1.6349
Ho, Holmium (ppm) | 0.35582 | 0.3252 | 0.38645 | 0.33817 | 0.37348
In, Indium (ppm) | 0.031979 | 0.026232 | 0.037725 | 0.029006 | 0.034951
K, Potassium (wt.%) | 1.1595 | 1.1289 | 1.1901 | 1.1451 | 1.174
La, Lanthanum (ppm) | 15.8064 | 14.6532 | 16.9596 | 15.3148 | 16.298
Li, Lithium (ppm) | 19.7094 | 18.8118 | 20.6071 | 19.2163 | 20.2026
Lu, Lutetium (ppm) | 0.14258 | 0.13301 | 0.15215 | 0.13437 | 0.15078
Mg, Magnesium (wt.%) | 1.6501 | 1.6071 | 1.6931 | 1.6182 | 1.682
Mn, Manganese (wt.%) | 0.066946 | 0.0647 | 0.069192 | 0.065489 | 0.068402
Mo, Molybdenum (ppm) | 0.81449 | 0.69539 | 0.93359 | 0.74292 | 0.88605
Na, Sodium (wt.%) | 3.0405 | 2.9588 | 3.1222 | 3.0046 | 3.0764
Nb, Niobium (ppm) | 3.0521 | 2.9015 | 3.2027 | 2.9336 | 3.1706
Nd, Neodymium (ppm) | 15.5726 | 14.393 | 16.7523 | 14.9999 | 16.1453
Ni, Nickel (ppm) | 38.4737 | 37.1025 | 39.8449 | 37.5045 | 39.4429
P, Phosphorus (wt.%) | 0.053182 | 0.051123 | 0.05524 | 0.051978 | 0.054385
Pb, Lead (ppm) | 5.395 | 4.9966 | 5.7934 | 5.0647 | 5.7253
Pr, Praseodymium (ppm) | 3.9602 | 3.7434 | 4.177 | 3.8265 | 4.0939
Rb, Rubidium (ppm) | 33.7172 | 31.5355 | 35.8989 | 32.5832 | 34.8512
S, Sulphur (wt.%) | 0.049896 | 0.049087 | 0.050704 | 0.048072 | 0.051719
Sb, Antimony (ppm) | 0.10259 | 0.081913 | 0.12326 | 0.09498 | 0.11019
Sc, Scandium (ppm) | 14.902 | 14.3007 | 15.5034 | 14.4498 | 15.3542
Sm, Samarium (ppm) | 2.8499 | 2.6607 | 3.0391 | 2.7459 | 2.9539
Sn, Tin (ppm) | 0.59978 | 0.55448 | 0.64509 | 0.56341 | 0.63616
Sr, Strontium (ppm) | 466.5698 | 453.7324 | 479.4073 | 458.1454 | 474.9943
Ta, Tantalum (ppm) | 0.21478 | 0.19496 | 0.2346 | 0.2054 | 0.22416
Tb, Terbium (ppm) | 0.32633 | 0.3072 | 0.34545 | 0.31376 | 0.3389
Th, Thorium (ppm) | 2.4231 | 2.192 | 2.6542 | 2.3087 | 2.5376
Ti, Titanium (wt.%) | 0.31843 | 0.3092 | 0.32766 | 0.31107 | 0.3258
Tl, Thallium (ppm) | 0.18454 | 0.17026 | 0.19883 | 0.17703 | 0.19206
Tm, Thulium (ppm) | 0.14676 | 0.13498 | 0.15854 | 0.13666 | 0.15686
U, Uranium (ppm) | 0.48364 | 0.44957 | 0.51771 | 0.45244 | 0.51483
V, Vanadium (ppm) | 110.9035 | 107.9279 | 113.8791 | 108.7575 | 113.0495
W, Tungsten (ppm) | 0.60447 | 0.53264 | 0.67631 | 0.55327 | 0.65567
Y, Yttrium (ppm) | 10.1456 | 9.6391 | 10.6521 | 9.9022 | 10.3889
Yb, Ytterbium (ppm) | 0.94433 | 0.87004 | 1.0186 | 0.8984 | 0.99026
Zn, Zinc (ppm) | 59.6324 | 56.8807 | 62.3841 | 58.0876 | 61.1771
Zr, Zirconium (ppm) | 49.6868 | 46.3753 | 52.9983 | 47.6782 | 51.6953
Aqua Regia Digestion
Ag, Silver (ppm) | 0.056898 | 0.048637 | 0.06516 | 0.050797 | 0.063
Al, Aluminium (wt.%) | 1.2862 | 1.2301 | 1.3423 | 1.2484 | 1.324
As, Arsenic (ppm) | 0.85466 | 0.67075 | 1.0386 | 0.79701 | 0.91231
B, Boron (ppm) | < 10 | IND | IND | IND | IND
Ba, Barium (ppm) | 66.8166 | 64.0406 | 69.5926 | 65.1323 | 68.5008
Be, Beryllium (ppm) | 0.12033 | 0.10694 | 0.13372 | IND | IND
Bi, Bismuth (ppm) | 0.066258 | 0.055006 | 0.077509 | 0.061873 | 0.070642
Ca, Calcium (wt.%) | 0.90488 | 0.82685 | 0.98291 | 0.87609 | 0.93367
Cd, Cadmium (ppm) | 0.028946 | 0.02274 | 0.035152 | 0.023622 | 0.03427
Ce, Cerium (ppm) | 26.782 | 25.3497 | 28.2142 | 26.0051 | 27.5588
Co, Cobalt (ppm) | 11.781 | 11.3336 | 12.2285 | 11.4624 | 12.0997
Cr, Chromium (ppm) | 36.8031 | 35.1464 | 38.4598 | 35.6112 | 37.995
Cs, Caesium (ppm) | 0.72996 | 0.67777 | 0.78216 | 0.6997 | 0.76023
Cu, Copper (ppm) | 39.7092 | 38.2514 | 41.1669 | 38.5567 | 40.8616
Dy, Dysprosium (ppm) | 0.96357 | 0.79116 | 1.136 | 0.92316 | 1.004
Eu, Europium (ppm) | 0.43026 | 0.33363 | 0.5269 | 0.41289 | 0.44763
Fe, Iron (wt.%) | 2.0964 | 1.9638 | 2.229 | 2.0393 | 2.1535
Ga, Gallium (ppm) | 4.484 | 4.2054 | 4.7625 | 4.359 | 4.6089
Gd, Gadolinium (ppm) | 1.4717 | 1.2014 | 1.742 | 1.3971 | 1.5463
Hf, Hafnium (ppm) | 0.19217 | 0.17162 | 0.21273 | 0.18251 | 0.20183
Ho, Holmium (ppm) | 0.17029 | 0.1379 | 0.20268 | IND | IND
In, Indium (ppm) | 0.0092707 | 0.0070263 | 0.011515 | IND | IND
K, Potassium (wt.%) | 0.26438 | 0.25164 | 0.27711 | 0.25649 | 0.27226
La, Lanthanum (ppm) | 12.5858 | 11.9786 | 13.193 | 12.2061 | 12.9655
Li, Lithium (ppm) | 14.9333 | 14.2783 | 15.5883 | 14.5509 | 15.3157
Lu, Lutetium (ppm) | 0.052677 | 0.043215 | 0.062139 | 0.048153 | 0.057201
Mg, Magnesium (wt.%) | 0.80827 | 0.7777 | 0.83884 | 0.78834 | 0.82821
Mn, Manganese (wt.%) | 0.029675 | 0.028625 | 0.030726 | 0.028765 | 0.030586
Mo, Molybdenum (ppm) | 0.71806 | 0.61199 | 0.82413 | 0.64917 | 0.78695
Na, Sodium (wt.%) | 0.095235 | 0.088386 | 0.10208 | 0.093014 | 0.097455
Nb, Niobium (ppm) | 0.15948 | 0.12278 | 0.19619 | 0.14173 | 0.17724
Nd, Neodymium (ppm) | 11.5394 | 10.4176 | 12.6613 | 11.2153 | 11.8636
Ni, Nickel (ppm) | 23.4281 | 22.2446 | 24.6116 | 22.8541 | 24.0022
P, Phosphorus (wt.%) | 0.051301 | 0.049274 | 0.053328 | 0.050353 | 0.052249
Pb, Lead (ppm) | 1.4965 | 1.3168 | 1.6762 | 1.4139 | 1.5791
Pr, Praseodymium (ppm) | 3.0469 | 2.7569 | 3.3369 | 2.9891 | 3.1047
Rb, Rubidium (ppm) | 13.4372 | 12.8159 | 14.0585 | 13.0063 | 13.8681
Re, Rhenium (ppm) | 0.00037 | 0.00016197 | 0.00057803 | IND | IND
S, Sulphur (wt.%) | 0.049887 | 0.049701 | 0.050073 | IND | IND
Sc, Scandium (ppm) | 3.2028 | 2.9489 | 3.4568 | 3.0675 | 3.3382
Sm, Samarium (ppm) | 1.8217 | 1.6293 | 2.014 | 1.7385 | 1.9048
Sn, Tin (ppm) | 0.24918 | 0.21001 | 0.28835 | 0.23563 | 0.26274
Sr, Strontium (ppm) | 45.3766 | 41.3227 | 49.4304 | 44.2856 | 46.4675
Ta, Tantalum (ppm) | < 0.01 | IND | IND | IND | IND
Te, Tellurium (ppm) | 0.019996 | 0.01383 | 0.026163 | IND | IND
Th, Thorium (ppm) | 2.0375 | 1.8796 | 2.1953 | 1.9368 | 2.1381
Ti, Titanium (wt.%) | 0.13272 | 0.12014 | 0.1453 | 0.12913 | 0.13631
Tl, Thallium (ppm) | 0.093892 | 0.082119 | 0.10567 | 0.090234 | 0.09755
U, Uranium (ppm) | 0.25411 | 0.22827 | 0.27996 | 0.23605 | 0.27218
V, Vanadium (ppm) | 43.5356 | 41.1545 | 45.9167 | 42.653 | 44.4182
W, Tungsten (ppm) | 0.18516 | 0.15367 | 0.21664 | 0.15548 | 0.21484
Y, Yttrium (ppm) | 4.1663 | 3.7869 | 4.5458 | 4.0251 | 4.3076
Yb, Ytterbium (ppm) | 0.38198 | 0.31809 | 0.44586 | 0.35628 | 0.40768
Zn, Zinc (ppm) | 40.5699 | 38.7244 | 42.4154 | 39.4288 | 41.711
Zr, Zirconium (ppm) | 4.9688 | 4.5078 | 5.4299 | 4.7431 | 5.1946
SI unit equivalents: ppb (parts per billion; 1 x 10-⁹) ≡ µg/kg; ppm (parts per million; 1 x 10-⁶) ≡ mg/kg; wt.% (weight per cent) ≡ % (mass fraction)

## Indicative Values
Table 2. Indicative Values for OREAS 48
Constituent | Unit | Value | Constituent | Unit | Value | Constituent | Unit | Value
Borate / Peroxide Fusion ICP
B | ppm | 19.7008 | Mo | ppm | 1.7176 | Sn | ppm | 1.799
Bi | ppm | 0.14591 | Na | wt.% | 2.7886 | Ta | ppm | 0.35074
Cd | ppm | < 0.8 | Sb | ppm | 0.37135
Hf | ppm | 2.7592 | Se | ppm | < 3
4-Acid Digestion
Au | ppm | 0.00645 | Hg | ppm | 0.018333 | Re | ppm | 0.00057167
B | ppm | 4.4067 | Pd | ppb | < 2 | Se | ppm | 0.10889
Ge | ppm | 0.079167 | Pt | ppb | 3.1667 | Te | ppm | 0.031492
Aqua Regia Digestion
Er | ppm | 0.4325 | Pd | ppb | 2.0823 | Se | ppm | 0.1851
Ge | ppm | 0.047024 | Pt | ppb | 1.4108 | Tb | ppm | 0.16808
Hg | ppm | 0.010766 | Rh | ppm | 0.00091294 | Tm | ppm | 0.0679
Ir | ppm | 4.2802e-05 | Sb | ppm | 0.050395
Borate Fusion XRF
Al2O3 | wt.% | 15.067 | K2O | wt.% | 1.3838 | SO3 | wt.% | 0.14167
BaO | ppm | 533.3333 | MgO | wt.% | 2.8648 | SrO | ppm | 410
CaO | wt.% | 5.1115 | MnO | wt.% | 0.0925 | TiO2 | wt.% | 0.52
Cr2O3 | ppm | 111.6667 | Na2O | wt.% | 4.2645 | V2O5 | ppm | 206.6667
CuO | ppm | 55 | NiO | ppm | 23.3333 | ZnO | ppm | 91.6667
Fe2O3 | wt.% | 6.1233 | P2O5 | wt.% | 0.12167 | ZrO2 | ppm | 148.3333
HfO2 | ppm | 15 | SiO2 | wt.% | 61.7715
SI unit equivalents: ppb (parts per billion; 1 x 10-⁹) ≡ µg/kg; ppm (parts per million; 1 x 10-⁶) ≡ mg/kg; wt.% (weight per cent) ≡ % (mass fraction)

## Performance Gates
Table 3. Certified Values and Performance Gates for OREAS 48
Constituent | Certified Value | Absolute Standard Deviations |  |  |  |  | Relative Standard Deviations |  |  | 5% window
|  | 1SD | 2SD Low | 2SD High | 3SD Low | 3SD High | 1RSD | 2RSD | 3RSD | Low | High
Pb Fire Assay
Au, ppb | 2.9594 | 1.3996 | 0.16021 | 5.7586 | 0 | 7.1582 | 47.29% | 94.59% | 141.9% | 2.8114 | 3.1074
Aqua Regia Digestion (sample weights 10-50g)
Au, ppb | 2.5439 | 0.58917 | 1.3656 | 3.7223 | 0.77644 | 4.3114 | 23.16% | 46.32% | 69.48% | 2.4167 | 2.6711
Borate / Peroxide Fusion ICP
Ag, ppm | < 5 | IND | IND | IND | IND | IND | IND | IND | IND | IND | IND
Al, wt.% | 8.0246 | 0.19271 | 7.6391 | 8.41 | 7.4464 | 8.6027 | 2.402% | 4.803% | 7.205% | 7.6233 | 8.4258
As, ppm | < 4 | IND | IND | IND | IND | IND | IND | IND | IND | IND | IND
Ba, ppm | 431.1607 | 16.5581 | 398.0446 | 464.2768 | 381.4865 | 480.8348 | 3.84% | 7.681% | 11.52% | 409.6026 | 452.7187
Be, ppm | 0.92935 | 0.20518 | 0.51899 | 1.3397 | 0.3138 | 1.5449 | 22.08% | 44.16% | 66.23% | 0.88289 | 0.97582
Ca, wt.% | 3.7909 | 0.10517 | 3.5805 | 4.0012 | 3.4754 | 4.1064 | 2.774% | 5.549% | 8.323% | 3.6013 | 3.9804
Ce, ppm | 35.3673 | 2.4105 | 30.5463 | 40.1882 | 28.1358 | 42.5987 | 6.816% | 13.63% | 20.45% | 33.5989 | 37.1356
Co, ppm | 19.9824 | 1.6539 | 16.6746 | 23.2903 | 15.0206 | 24.9442 | 8.277% | 16.55% | 24.83% | 18.9833 | 20.9816
Cr, ppm | 77.9648 | 7.3812 | 63.2023 | 92.7272 | 55.8211 | 100.1084 | 9.467% | 18.93% | 28.4% | 74.0665 | 81.863
Cs, ppm | 1.1697 | 0.14969 | 0.87028 | 1.4691 | 0.72059 | 1.6188 | 12.8% | 25.6% | 38.39% | 1.1112 | 1.2282
Cu, ppm | 41.0031 | 3.4464 | 34.1104 | 47.8959 | 30.664 | 51.3422 | 8.405% | 16.81% | 25.22% | 38.953 | 43.0533
Dy, ppm | 1.9542 | 0.11534 | 1.7235 | 2.1849 | 1.6082 | 2.3002 | 5.902% | 11.8% | 17.71% | 1.8565 | 2.0519
Er, ppm | 1.1114 | 0.059724 | 0.99197 | 1.2309 | 0.93225 | 1.2906 | 5.374% | 10.75% | 16.12% | 1.0559 | 1.167
Eu, ppm | 0.87166 | 0.045479 | 0.78071 | 0.96262 | 0.73523 | 1.0081 | 5.217% | 10.43% | 15.65% | 0.82808 | 0.91525
Fe, wt.% | 4.2924 | 0.10123 | 4.0899 | 4.4949 | 3.9887 | 4.5961 | 2.358% | 4.717% | 7.075% | 4.0778 | 4.507
Ga, ppm | 20.6338 | 1.0724 | 18.4889 | 22.7787 | 17.4165 | 23.8512 | 5.198% | 10.4% | 15.59% | 19.6021 | 21.6655
Gd, ppm | 2.4819 | 0.17692 | 2.1281 | 2.8357 | 1.9512 | 3.0127 | 7.128% | 14.26% | 21.38% | 2.3578 | 2.606
Ge, ppm | 1.1661 | 0.22311 | 0.71991 | 1.6124 | 0.49679 | 1.8355 | 19.13% | 38.27% | 57.4% | 1.1078 | 1.2244
Ho, ppm | 0.37588 | 0.022975 | 0.32993 | 0.42183 | 0.30696 | 0.44481 | 6.112% | 12.22% | 18.34% | 0.35709 | 0.39467
In, ppm | < 0.3 | IND | IND | IND | IND | IND | IND | IND | IND | IND | IND
K, wt.% | 1.1833 | 0.047205 | 1.0889 | 1.2777 | 1.0417 | 1.3249 | 3.989% | 7.979% | 11.97% | 1.1241 | 1.2425
La, ppm | 16.8827 | 1.5856 | 13.7116 | 20.0539 | 12.126 | 21.6394 | 9.392% | 18.78% | 28.17% | 16.0386 | 17.7269
Li, ppm | 19.813 | 1.5572 | 16.6986 | 22.9273 | 15.1415 | 24.4845 | 7.859% | 15.72% | 23.58% | 18.8223 | 20.8036
Lu, ppm | 0.15461 | 0.017169 | 0.12028 | 0.18895 | 0.10311 | 0.20612 | 11.1% | 22.21% | 33.31% | 0.14688 | 0.16234
Mg, wt.% | 1.7209 | 0.044396 | 1.6321 | 1.8097 | 1.5877 | 1.8541 | 2.58% | 5.159% | 7.739% | 1.6349 | 1.807
Mn, wt.% | 0.068949 | 0.0022413 | 0.064466 | 0.073431 | 0.062225 | 0.075673 | 3.251% | 6.501% | 9.752% | 0.065501 | 0.072396
Nb, ppm | 3.1809 | 0.50918 | 2.1625 | 4.1992 | 1.6533 | 4.7084 | 16.01% | 32.01% | 48.02% | 3.0218 | 3.3399
Nd, ppm | 16.7858 | 1.3821 | 14.0216 | 19.55 | 12.6395 | 20.9321 | 8.234% | 16.47% | 24.7% | 15.9465 | 17.6251
Ni, ppm | 41.2965 | 5.3983 | 30.4999 | 52.093 | 25.1017 | 57.4912 | 13.07% | 26.14% | 39.22% | 39.2316 | 43.3613
P, wt.% | 0.054217 | 0.0037438 | 0.046729 | 0.061704 | 0.042986 | 0.065448 | 6.905% | 13.81% | 20.72% | 0.051506 | 0.056928
Pb, ppm | 5.9891 | 1.6074 | 2.7743 | 9.2039 | 1.167 | 10.8113 | 26.84% | 53.68% | 80.52% | 5.6897 | 6.2886
Pr, ppm | 4.292 | 0.26553 | 3.7609 | 4.8231 | 3.4954 | 5.0886 | 6.187% | 12.37% | 18.56% | 4.0774 | 4.5066
Rb, ppm | 36.5665 | 2.1868 | 32.1929 | 40.9401 | 30.006 | 43.127 | 5.98% | 11.96% | 17.94% | 34.7382 | 38.3948
Re, ppm | < 0.01 | IND | IND | IND | IND | IND | IND | IND | IND | IND | IND
S, wt.% | 0.046703 | 0.0073942 | 0.031915 | 0.061492 | 0.024521 | 0.068886 | 15.83% | 31.66% | 47.5% | 0.044368 | 0.049039
Sc, ppm | 14.518 | 0.86731 | 12.7834 | 16.2526 | 11.9161 | 17.1199 | 5.974% | 11.95% | 17.92% | 13.7921 | 15.2439
Si, wt.% | 29.5463 | 0.34544 | 28.8554 | 30.2372 | 28.5099 | 30.5826 | 1.169% | 2.338% | 3.507% | 28.069 | 31.0236
Sm, ppm | 2.9749 | 0.23406 | 2.5068 | 3.4431 | 2.2728 | 3.6771 | 7.868% | 15.74% | 23.6% | 2.8262 | 3.1237
Sr, ppm | 464.1496 | 21.0048 | 422.14 | 506.1592 | 401.1352 | 527.164 | 4.525% | 9.051% | 13.58% | 440.9421 | 487.3571
Tb, ppm | 0.35147 | 0.021557 | 0.30836 | 0.39458 | 0.2868 | 0.41614 | 6.133% | 12.27% | 18.4% | 0.3339 | 0.36904
Te, ppm | < 0.5 | IND | IND | IND | IND | IND | IND | IND | IND | IND | IND
Th, ppm | 2.4586 | 0.10546 | 2.2477 | 2.6695 | 2.1422 | 2.775 | 4.289% | 8.579% | 12.87% | 2.3357 | 2.5815
Ti, wt.% | 0.32427 | 0.008556 | 0.30715 | 0.34138 | 0.2986 | 0.34993 | 2.639% | 5.277% | 7.916% | 0.30805 | 0.34048
Tl, ppm | 0.18556 | 0.020055 | 0.14545 | 0.22566 | 0.12539 | 0.24572 | 10.81% | 21.62% | 32.42% | 0.17628 | 0.19483
Tm, ppm | 0.15542 | 0.020643 | 0.11414 | 0.19671 | 0.093495 | 0.21735 | 13.28% | 26.56% | 39.85% | 0.14765 | 0.1632
U, ppm | 0.53206 | 0.062914 | 0.40623 | 0.65789 | 0.34332 | 0.7208 | 11.82% | 23.65% | 35.47% | 0.50546 | 0.55866
V, ppm | 114.7902 | 5.665 | 103.4602 | 126.1201 | 97.7952 | 131.7851 | 4.935% | 9.87% | 14.81% | 109.0507 | 120.5297
W, ppm | 0.78422 | 0.22298 | 0.33825 | 1.2302 | 0.11527 | 1.4532 | 28.43% | 56.87% | 85.3% | 0.74501 | 0.82343
Y, ppm | 10.5423 | 0.96197 | 8.6183 | 12.4662 | 7.6564 | 13.4282 | 9.125% | 18.25% | 27.37% | 10.0152 | 11.0694
Yb, ppm | 1.0296 | 0.1145 | 0.80062 | 1.2586 | 0.68612 | 1.3731 | 11.12% | 22.24% | 33.36% | 0.97813 | 1.0811
Zn, ppm | 63.6827 | 7.2019 | 49.2788 | 78.0865 | 42.0768 | 85.2885 | 11.31% | 22.62% | 33.93% | 60.4985 | 66.8668
Zr, ppm | 94.9365 | 8.5812 | 77.7742 | 112.0989 | 69.193 | 120.6801 | 9.039% | 18.08% | 27.12% | 90.1897 | 99.6834
4-Acid Digestion
Ag, ppm | 0.069515 | 0.013714 | 0.042087 | 0.096943 | 0.028374 | 0.11066 | 19.73% | 39.46% | 59.18% | 0.066039 | 0.072991
Al, wt.% | 7.7546 | 0.22826 | 7.2981 | 8.2112 | 7.0698 | 8.4394 | 2.944% | 5.887% | 8.831% | 7.3669 | 8.1424
As, ppm | 0.97208 | 0.17329 | 0.62551 | 1.3187 | 0.45222 | 1.4919 | 17.83% | 35.65% | 53.48% | 0.92348 | 1.0207
Ba, ppm | 423.0014 | 17.0811 | 388.8392 | 457.1636 | 371.7582 | 474.2446 | 4.038% | 8.076% | 12.11% | 401.8513 | 444.1515
Be, ppm | 0.75357 | 0.040975 | 0.67162 | 0.83552 | 0.63065 | 0.87649 | 5.437% | 10.87% | 16.31% | 0.71589 | 0.79125
Bi, ppm | 0.11723 | 0.011357 | 0.094512 | 0.13994 | 0.083155 | 0.1513 | 9.688% | 19.38% | 29.06% | 0.11136 | 0.12309
Ca, wt.% | 3.6396 | 0.10726 | 3.425 | 3.8541 | 3.3178 | 3.9613 | 2.947% | 5.894% | 8.841% | 3.4576 | 3.8215
Cd, ppm | 0.053374 | 0.0078573 | 0.03766 | 0.069089 | 0.029803 | 0.076946 | 14.72% | 29.44% | 44.16% | 0.050706 | 0.056043
Ce, ppm | 33.174 | 2.5162 | 28.1416 | 38.2065 | 25.6253 | 40.7227 | 7.585% | 15.17% | 22.75% | 31.5153 | 34.8327
Co, ppm | 19.3882 | 0.66375 | 18.0607 | 20.7157 | 17.397 | 21.3794 | 3.423% | 6.847% | 10.27% | 18.4188 | 20.3576
Cr, ppm | 62.3183 | 7.9459 | 46.4266 | 78.21 | 38.4807 | 86.1559 | 12.75% | 25.5% | 38.25% | 59.2024 | 65.4342
Cs, ppm | 1.1588 | 0.060596 | 1.0376 | 1.28 | 0.97701 | 1.3406 | 5.229% | 10.46% | 15.69% | 1.1009 | 1.2167
Cu, ppm | 39.954 | 1.3406 | 37.2728 | 42.6352 | 35.9322 | 43.9758 | 3.355% | 6.711% | 10.07% | 37.9563 | 41.9517
Dy, ppm | 1.8959 | 0.10561 | 1.6846 | 2.1071 | 1.579 | 2.2127 | 5.571% | 11.14% | 16.71% | 1.8011 | 1.9906
Er, ppm | 1.0551 | 0.062868 | 0.92938 | 1.1809 | 0.86651 | 1.2437 | 5.958% | 11.92% | 17.88% | 1.0024 | 1.1079
Eu, ppm | 0.84394 | 0.030458 | 0.78303 | 0.90486 | 0.75257 | 0.93532 | 3.609% | 7.218% | 10.83% | 0.80175 | 0.88614
Fe, wt.% | 4.1974 | 0.12333 | 3.9507 | 4.4441 | 3.8274 | 4.5674 | 2.938% | 5.877% | 8.815% | 3.9875 | 4.4073
Ga, ppm | 19.3155 | 0.84113 | 17.6332 | 20.9978 | 16.7921 | 21.8389 | 4.355% | 8.709% | 13.06% | 18.3497 | 20.2813
Gd, ppm | 2.373 | 0.19365 | 1.9857 | 2.7603 | 1.792 | 2.9539 | 8.161% | 16.32% | 24.48% | 2.2543 | 2.4916
Hf, ppm | 1.524 | 0.080581 | 1.3628 | 1.6852 | 1.2822 | 1.7657 | 5.287% | 10.57% | 15.86% | 1.4478 | 1.6002
Ho, ppm | 0.35582 | 0.029519 | 0.29679 | 0.41486 | 0.26727 | 0.44438 | 8.296% | 16.59% | 24.89% | 0.33803 | 0.37361
In, ppm | 0.031979 | 0.0028977 | 0.026183 | 0.037774 | 0.023286 | 0.040672 | 9.061% | 18.12% | 27.18% | 0.03038 | 0.033578
K, wt.% | 1.1595 | 0.030818 | 1.0979 | 1.2212 | 1.0671 | 1.252 | 2.658% | 5.315% | 7.973% | 1.1016 | 1.2175
La, ppm | 15.8064 | 1.022 | 13.7624 | 17.8504 | 12.7404 | 18.8724 | 6.466% | 12.93% | 19.4% | 15.0161 | 16.5967
Li, ppm | 19.7094 | 1.2392 | 17.2311 | 22.1878 | 15.9919 | 23.427 | 6.287% | 12.57% | 18.86% | 18.724 | 20.6949
Lu, ppm | 0.14258 | 0.010159 | 0.12226 | 0.1629 | 0.1121 | 0.17306 | 7.126% | 14.25% | 21.38% | 0.13545 | 0.14971
Mg, wt.% | 1.6501 | 0.040955 | 1.5682 | 1.732 | 1.5272 | 1.773 | 2.482% | 4.964% | 7.446% | 1.5676 | 1.7326
Mn, wt.% | 0.066946 | 0.0024178 | 0.06211 | 0.071782 | 0.059692 | 0.074199 | 3.612% | 7.223% | 10.83% | 0.063599 | 0.070293
Mo, ppm | 0.81449 | 0.057377 | 0.69973 | 0.92924 | 0.64236 | 0.98662 | 7.045% | 14.09% | 21.13% | 0.77376 | 0.85521
Na, wt.% | 3.0405 | 0.081009 | 2.8785 | 3.2025 | 2.7975 | 3.2835 | 2.664% | 5.329% | 7.993% | 2.8885 | 3.1925
Nb, ppm | 3.0521 | 0.12181 | 2.8085 | 3.2957 | 2.6867 | 3.4175 | 3.991% | 7.982% | 11.97% | 2.8995 | 3.2047
Nd, ppm | 15.5726 | 1.1457 | 13.2812 | 17.8641 | 12.1354 | 19.0098 | 7.357% | 14.71% | 22.07% | 14.794 | 16.3513
Ni, ppm | 38.4737 | 1.5137 | 35.4463 | 41.5012 | 33.9326 | 43.0149 | 3.934% | 7.869% | 11.8% | 36.55 | 40.3974
P, wt.% | 0.053182 | 0.0027513 | 0.047679 | 0.058684 | 0.044928 | 0.061435 | 5.173% | 10.35% | 15.52% | 0.050523 | 0.055841
Pb, ppm | 5.395 | 0.38981 | 4.6154 | 6.1746 | 4.2256 | 6.5644 | 7.225% | 14.45% | 21.68% | 5.1253 | 5.6648
Pr, ppm | 3.9602 | 0.30769 | 3.3448 | 4.5756 | 3.0371 | 4.8833 | 7.77% | 15.54% | 23.31% | 3.7622 | 4.1582
Rb, ppm | 33.7172 | 3.1058 | 27.5056 | 39.9287 | 24.3998 | 43.0345 | 9.211% | 18.42% | 27.63% | 32.0313 | 35.403
S, wt.% | 0.049896 | 0.00047503 | 0.048945 | 0.050846 | 0.04847 | 0.051321 | 0.952% | 1.904% | 2.856% | 0.047401 | 0.05239
Sb, ppm | 0.10259 | 0.017177 | 0.068233 | 0.13694 | 0.051056 | 0.15412 | 16.74% | 33.49% | 50.23% | 0.097457 | 0.10772
Sc, ppm | 14.902 | 0.59901 | 13.704 | 16.1 | 13.105 | 16.6991 | 4.02% | 8.039% | 12.06% | 14.1569 | 15.6471
Sm, ppm | 2.8499 | 0.17849 | 2.4929 | 3.2069 | 2.3145 | 3.3854 | 6.263% | 12.53% | 18.79% | 2.7074 | 2.9924
Sn, ppm | 0.59978 | 0.030412 | 0.53896 | 0.66061 | 0.50855 | 0.69102 | 5.071% | 10.14% | 15.21% | 0.56979 | 0.62977
Sr, ppm | 466.5698 | 18.274 | 430.0218 | 503.1179 | 411.7477 | 521.392 | 3.917% | 7.833% | 11.75% | 443.2414 | 489.8983
Ta, ppm | 0.21478 | 0.0255 | 0.16378 | 0.26578 | 0.13828 | 0.29128 | 11.87% | 23.75% | 35.62% | 0.20404 | 0.22552
Tb, ppm | 0.32633 | 0.014245 | 0.29784 | 0.35482 | 0.28359 | 0.36906 | 4.365% | 8.731% | 13.1% | 0.31001 | 0.34264
Th, ppm | 2.4231 | 0.20832 | 2.0065 | 2.8397 | 1.7982 | 3.0481 | 8.597% | 17.19% | 25.79% | 2.302 | 2.5443
Ti, wt.% | 0.31843 | 0.0093716 | 0.29969 | 0.33718 | 0.29032 | 0.34655 | 2.943% | 5.886% | 8.829% | 0.30251 | 0.33435
Tl, ppm | 0.18454 | 0.014655 | 0.15523 | 0.21385 | 0.14058 | 0.22851 | 7.941% | 15.88% | 23.82% | 0.17532 | 0.19377
Tm, ppm | 0.14676 | 0.0094408 | 0.12788 | 0.16564 | 0.11844 | 0.17508 | 6.433% | 12.87% | 19.3% | 0.13942 | 0.1541
U, ppm | 0.48364 | 0.034181 | 0.41528 | 0.552 | 0.3811 | 0.58618 | 7.067% | 14.13% | 21.2% | 0.45946 | 0.50782
V, ppm | 110.9035 | 2.6167 | 105.6701 | 116.1369 | 103.0533 | 118.7536 | 2.359% | 4.719% | 7.078% | 105.3583 | 116.4487
W, ppm | 0.60447 | 0.058642 | 0.48719 | 0.72176 | 0.42855 | 0.7804 | 9.701% | 19.4% | 29.1% | 0.57425 | 0.6347
Y, ppm | 10.1456 | 0.42669 | 9.2922 | 10.999 | 8.8655 | 11.4256 | 4.206% | 8.411% | 12.62% | 9.6383 | 10.6529
Yb, ppm | 0.94433 | 0.074965 | 0.7944 | 1.0943 | 0.71944 | 1.1692 | 7.938% | 15.88% | 23.82% | 0.89711 | 0.99155
Zn, ppm | 59.6324 | 3.2265 | 53.1794 | 66.0853 | 49.9529 | 69.3118 | 5.411% | 10.82% | 16.23% | 56.6507 | 62.614
Zr, ppm | 49.6868 | 4 | 41.6867 | 57.6868 | 37.6867 | 61.6868 | 8.05% | 16.1% | 24.15% | 47.2024 | 52.1711
Aqua Regia Digestion
Ag, ppm | 0.056898 | 0.0060807 | 0.044737 | 0.06906 | 0.038656 | 0.075141 | 10.69% | 21.37% | 32.06% | 0.054054 | 0.059743
Al, wt.% | 1.2862 | 0.072595 | 1.141 | 1.4314 | 1.0684 | 1.504 | 5.644% | 11.29% | 16.93% | 1.2219 | 1.3505
As, ppm | 0.85466 | 0.14232 | 0.57002 | 1.1393 | 0.4277 | 1.2816 | 16.65% | 33.3% | 49.96% | 0.81192 | 0.89739
B, ppm | < 10 | IND | IND | IND | IND | IND | IND | IND | IND | IND | IND
Ba, ppm | 66.8166 | 3.851 | 59.1145 | 74.5186 | 55.2635 | 78.3696 | 5.764% | 11.53% | 17.29% | 63.4758 | 70.1574
Be, ppm | 0.12033 | 0.010366 | 0.099596 | 0.14106 | 0.08923 | 0.15143 | 8.615% | 17.23% | 25.84% | 0.11431 | 0.12634
Bi, ppm | 0.066258 | 0.0069635 | 0.052331 | 0.080185 | 0.045367 | 0.087148 | 10.51% | 21.02% | 31.53% | 0.062945 | 0.06957
Ca, wt.% | 0.90488 | 0.1225 | 0.65988 | 1.1499 | 0.53738 | 1.2724 | 13.54% | 27.08% | 40.61% | 0.85964 | 0.95013
Cd, ppm | 0.028946 | 0.0043004 | 0.020345 | 0.037547 | 0.016044 | 0.041847 | 14.86% | 29.71% | 44.57% | 0.027498 | 0.030393
Ce, ppm | 26.782 | 1.8863 | 23.0093 | 30.5546 | 21.123 | 32.4409 | 7.043% | 14.09% | 21.13% | 25.4429 | 28.1211
Co, ppm | 11.781 | 0.36941 | 11.0422 | 12.5199 | 10.6728 | 12.8893 | 3.136% | 6.271% | 9.407% | 11.192 | 12.3701
Cr, ppm | 36.8031 | 1.9761 | 32.8508 | 40.7554 | 30.8747 | 42.7315 | 5.369% | 10.74% | 16.11% | 34.963 | 38.6433
Cs, ppm | 0.72996 | 0.061272 | 0.60742 | 0.85251 | 0.54615 | 0.91378 | 8.394% | 16.79% | 25.18% | 0.69347 | 0.76646
Cu, ppm | 39.7092 | 1.6887 | 36.3318 | 43.0866 | 34.643 | 44.7753 | 4.253% | 8.505% | 12.76% | 37.7237 | 41.6946
Dy, ppm | 0.96357 | 0.13711 | 0.68935 | 1.2378 | 0.55224 | 1.3749 | 14.23% | 28.46% | 42.69% | 0.91539 | 1.0117
Eu, ppm | 0.43026 | 0.081042 | 0.26818 | 0.59235 | 0.18714 | 0.67339 | 18.84% | 37.67% | 56.51% | 0.40875 | 0.45178
Fe, wt.% | 2.0964 | 0.22356 | 1.6493 | 2.5435 | 1.4257 | 2.7671 | 10.66% | 21.33% | 31.99% | 1.9916 | 2.2012
Ga, ppm | 4.484 | 0.37467 | 3.7346 | 5.2333 | 3.36 | 5.608 | 8.356% | 16.71% | 25.07% | 4.2598 | 4.7082
Gd, ppm | 1.4717 | 0.18802 | 1.0957 | 1.8478 | 0.90765 | 2.0358 | 12.78% | 25.55% | 38.33% | 1.3981 | 1.5453
Hf, ppm | 0.19217 | 0.021249 | 0.14967 | 0.23467 | 0.12842 | 0.25592 | 11.06% | 22.11% | 33.17% | 0.18256 | 0.20178
Ho, ppm | 0.17029 | 0.027211 | 0.11586 | 0.22471 | 0.088654 | 0.25192 | 15.98% | 31.96% | 47.94% | 0.16177 | 0.1788
In, ppm | 0.0092707 | 0.0026671 | 0.0039365 | 0.014605 | 0.0012694 | 0.017272 | 28.77% | 57.54% | 86.31% | 0.0088071 | 0.0097342
K, wt.% | 0.26438 | 0.014083 | 0.23621 | 0.29254 | 0.22213 | 0.30663 | 5.327% | 10.65% | 15.98% | 0.25116 | 0.2776
La, ppm | 12.5858 | 0.63002 | 11.3258 | 13.8458 | 10.6957 | 14.4758 | 5.006% | 10.01% | 15.02% | 11.9565 | 13.2151
Li, ppm | 14.9333 | 0.88608 | 13.1611 | 16.7055 | 12.275 | 17.5915 | 5.934% | 11.87% | 17.8% | 14.1866 | 15.68
Lu, ppm | 0.052677 | 0.0045217 | 0.043634 | 0.06172 | 0.039112 | 0.066242 | 8.584% | 17.17% | 25.75% | 0.050043 | 0.055311
Mg, wt.% | 0.80827 | 0.038505 | 0.73126 | 0.88528 | 0.69276 | 0.92379 | 4.764% | 9.528% | 14.29% | 0.76786 | 0.84869
Mn, wt.% | 0.029675 | 0.00099205 | 0.027691 | 0.031659 | 0.026699 | 0.032652 | 3.343% | 6.686% | 10.03% | 0.028192 | 0.031159
Mo, ppm | 0.71806 | 0.0669 | 0.58426 | 0.85186 | 0.51736 | 0.91876 | 9.317% | 18.63% | 27.95% | 0.68216 | 0.75397
Na, wt.% | 0.095235 | 0.0058194 | 0.083596 | 0.10687 | 0.077777 | 0.11269 | 6.111% | 12.22% | 18.33% | 0.090473 | 0.099996
Nb, ppm | 0.15948 | 0.039474 | 0.080534 | 0.23843 | 0.04106 | 0.27791 | 24.75% | 49.5% | 74.25% | 0.15151 | 0.16746
Nd, ppm | 11.5394 | 0.94722 | 9.645 | 13.4339 | 8.6978 | 14.3811 | 8.209% | 16.42% | 24.63% | 10.9625 | 12.1164
Ni, ppm | 23.4281 | 1.1053 | 21.2176 | 25.6387 | 20.1123 | 26.744 | 4.718% | 9.435% | 14.15% | 22.2567 | 24.5995
P, wt.% | 0.051301 | 0.0019409 | 0.047419 | 0.055183 | 0.045478 | 0.057123 | 3.783% | 7.567% | 11.35% | 0.048736 | 0.053866
Pb, ppm | 1.4965 | 0.24703 | 1.0025 | 1.9906 | 0.75542 | 2.2376 | 16.51% | 33.01% | 49.52% | 1.4217 | 1.5714
Pr, ppm | 3.0469 | 0.21058 | 2.6257 | 3.468 | 2.4152 | 3.6786 | 6.911% | 13.82% | 20.73% | 2.8945 | 3.1992
Rb, ppm | 13.4372 | 0.63819 | 12.1608 | 14.7136 | 11.5226 | 15.3518 | 4.749% | 9.499% | 14.25% | 12.7653 | 14.1091
Re, ppm | 0.00037 | 9.364e-05 | 0.00018272 | 0.00055728 | 8.908e-05 | 0.00065092 | 25.31% | 50.62% | 75.92% | 0.0003515 | 0.0003885
S, wt.% | 0.049887 | 0.00052287 | 0.048841 | 0.050933 | 0.048319 | 0.051456 | 1.048% | 2.096% | 3.144% | 0.047393 | 0.052382
Sc, ppm | 3.2028 | 0.24264 | 2.7175 | 3.6881 | 2.4749 | 3.9307 | 7.576% | 15.15% | 22.73% | 3.0427 | 3.363
Sm, ppm | 1.8217 | 0.16372 | 1.4942 | 2.1491 | 1.3305 | 2.3128 | 8.988% | 17.98% | 26.96% | 1.7306 | 1.9127
Sn, ppm | 0.24918 | 0.036156 | 0.17687 | 0.32149 | 0.14072 | 0.35765 | 14.51% | 29.02% | 43.53% | 0.23672 | 0.26164
Sr, ppm | 45.3766 | 5.6441 | 34.0883 | 56.6648 | 28.4441 | 62.309 | 12.44% | 24.88% | 37.32% | 43.1077 | 47.6454
Ta, ppm | < 0.01 | IND | IND | IND | IND | IND | IND | IND | IND | IND | IND
Te, ppm | 0.019996 | 0.0068264 | 0.0063436 | 0.033649 | 0 | 0.040476 | 34.14% | 68.28% | 102.4% | 0.018997 | 0.020996
Th, ppm | 2.0375 | 0.16111 | 1.7152 | 2.3597 | 1.5541 | 2.5208 | 7.907% | 15.81% | 23.72% | 1.9356 | 2.1393
Ti, wt.% | 0.13272 | 0.018738 | 0.095245 | 0.1702 | 0.076508 | 0.18893 | 14.12% | 28.24% | 42.35% | 0.12608 | 0.13936
Tl, ppm | 0.093892 | 0.0087798 | 0.076332 | 0.11145 | 0.067553 | 0.12023 | 9.351% | 18.7% | 28.05% | 0.089197 | 0.098587
U, ppm | 0.25411 | 0.020235 | 0.21364 | 0.29458 | 0.19341 | 0.31482 | 7.963% | 15.93% | 23.89% | 0.24141 | 0.26682
V, ppm | 43.5356 | 2.5678 | 38.4001 | 48.6711 | 35.8324 | 51.2389 | 5.898% | 11.8% | 17.69% | 41.3588 | 45.7124
W, ppm | 0.18516 | 0.025687 | 0.13378 | 0.23653 | 0.10809 | 0.26222 | 13.87% | 27.75% | 41.62% | 0.1759 | 0.19441
Y, ppm | 4.1663 | 0.57191 | 3.0225 | 5.3102 | 2.4506 | 5.8821 | 13.73% | 27.45% | 41.18% | 3.958 | 4.3747
Yb, ppm | 0.38198 | 0.043415 | 0.29515 | 0.46881 | 0.25173 | 0.51222 | 11.37% | 22.73% | 34.1% | 0.36288 | 0.40108
Zn, ppm | 40.5699 | 2.146 | 36.278 | 44.8619 | 34.132 | 47.0079 | 5.29% | 10.58% | 15.87% | 38.5414 | 42.5984
Zr, ppm | 4.9688 | 0.66241 | 3.644 | 6.2937 | 2.9816 | 6.9561 | 13.33% | 26.66% | 39.99% | 4.7204 | 5.2173
SI unit equivalents: ppb (parts per billion; 1 x 10-⁹) ≡ µg/kg; ppm (parts per million; 1 x 10-⁶) ≡ mg/kg; wt.% (weight per cent) ≡ % (mass fraction)

## Abbreviations
Table 4. Abbreviations used for OREAS 48
Abbreviation | Explanation
< | ‘less than’
IND | indeterminate
NR | not reported
PDM3 | percent deviation of lab mean from corrected mean of means
Rel.Std.Dev. | one relative standard deviation
Std.Dev. | one standard deviation
Method Codes:
4A*MS | 4-acid (HF-HNO3-HClO4-HCl) digestion with inductively coupled plasma mass spectroscopy
4A*OES | 4-acid (HF-HNO3-HClO4-HCl) digestion with inductively coupled plasma optical emission spectroscopy
4A*OES/MS | 4-acid (HF-HNO3-HClO4-HCl) digestion with ICP-OES or ICP-MS finish
AR*AAS | aqua regia digestion with atomic absorption spectroscopy
AR*MS | aqua regia digestion with inductively coupled plasma mass spectroscopy
AR*OES | aqua regia digestion with inductively coupled plasma optical emission spectroscopy
AR*OES/MS | aqua regia digestion with ICP-OES or ICP-MS finish
BF*MS | lithium borate fusion with inductively coupled plasma mass spectroscopy
BF*OES/MS | lithium borate fusion with ICP-OES or ICP-MS finish
BF*XRF | lithium borate fusion with X-ray fluorescence spectroscopy
FA*AAS | fire assay with atomic absorption spectroscopy
FA*MS | fire assay with inductively coupled plasma mass spectroscopy
FA*OES | fire assay with inductively coupled plasma optical emission spectroscopy
NiS*MS | nickel sulphide collection fire assay with inductively coupled plasma mass spectroscopy
PF*MS | sodium peroxide fusion with inductively coupled plasma mass spectroscopy
PF*OES | sodium peroxide fusion with inductively coupled plasma optical emission spectroscopy
PF*OES/MS | sodium peroxide fusion with ICP-OES or ICP-MS finish
Legend:- | (for Method Group Tabulated Results omitted in the determination of Certified Values)
Individual | - Outlying individual values
Batch & Limits | - Outlying laboratory batch data sets and superfluous limit values

## Laboratory List
Table 5. Participating Laboratory List used for OREAS 48
Lab Slot | Laboratory Name and Location
Actlabs, Ancaster, Ontario, Canada
AGAT Laboratories, Calgary, Alberta, Canada
ALS, Brisbane, QLD, Australia
ALS, Lima, Peru
ALS, Loughrea, Galway, Ireland
ALS, Malaga, WA, Australia
ALS, Vancouver, BC, Canada
American Assay Laboratories, Sparks, Nevada, USA
ESAN Istanbul, Istanbul, Turkey
Intertek, Perth, WA, Australia
MSALABS, Vancouver, BC, Canada
Ontario Geological Survey, Sudbury, Ontario, Canada
Paragon Geochemical Laboratories, Sparks, Nevada, USA
PT Geoservices Ltd, Cikarang, Jakarta Raya, Indonesia
PT Intertek Utama Services, Jakarta Timur, DKI Jakarta, Indonesia
Reminex Centre de Recherche, Marrakesh, Marrakesh-Safi, Morocco
SGS Canada Inc., Vancouver, BC, Canada
SGS Geosol Laboratorios Ltda, Vespasiano, Minas Gerais, Brazil
Shiva Analyticals Ltd, Bangalore North, Karnataka, India
Stewart Assay & Environmental Laboratories LLC, Kara-Balta, Chüy, Kyrgyzstan

## Fire Assay
| Analytical results for Au in OREAS 48 (Certified Value 3 ppb) | [19 empty] | Certified
Au | Round | Replicate | Lab | Lab | Lab | Lab | Lab | Lab | Lab | Lab | Lab | Lab | Lab | Lab | Lab | Lab | Lab | Lab | Lab | Lab | 1
| No | No | 01 | 02 | 03 | 04 | 05 | 06 | 07 | 08 | 09 | 10 | 11 | 12 | 13 | 14 | 15 | 17 | 18 | 19 | ppb
|  |  | FA*AAS | FA*OES | FA*MS | FA*OES | FA*AAS | FA*AAS | FA*OES | FA*MS | FA*OES | FA*OES | FA*MS | FA*OES | FA*OES | FA*OES | FA*OES | NiS*MS | FA*OES | FA*AAS | 1
|  |  | 30g | 30g | 25g | 30g | 50g | 40g | 30g | 30g | 30g | 50g | 15g | 30g | 30g | 30g | 30g | 25g | 30g | 30g | 2
| 1 | 1 | 4.4145 | 5 | 1 | 5.0392 | 2 | 3.57 | 3 | 1.4 | 3 | < 5 | 4 | < 1 | 2 | 3 | 1 | 4.0176 | 5 | 6 | 1
| 1 | 2 | 4.7162 | 4 | 1 | 4.4596 | 1 | 3.54 | 2 | 2.1 | 3 | < 5 | 5 | 2 | 2 | 1 | 1 | 1.9315 | 3 | 5 | 6
| 1 | 3 | 4.3232 | 4 | 1 | 4.6476 | 3 | 3.88 | 2 | 1.9 | 3 | < 5 | 5 | 1 | 1 | 2 | 1 | 2.7303 | 3 | 5 | 16
| 1 | 4 | 4.6796 | 3 | 2 | 5.1605 | 2 | 3.79 | 3 | 1.7 | 2 | < 5 | 4 | 1 | 2 | 1 | 5 | 1.9961 | 4 | 5 | 2.9594
| 1 | 5 | 4.7062 | < 3 | 2 | 4.1601 | 1 | 3.71 | 2 | 1.5 | 3 | < 5 | 5 | 1 | 1 | 2 | 2 | 2.2989 | 3 | 5 | 7
| 1 | 6 | 4.6796 | 4 | 2 | 4.3609 | 3 | 3.79 | 2 | 2.1 | 3 | < 5 | 4 | 2 | 3 | 2 | 2 | 2.1569 | 3 | 6
| Mean |  | 4.5865 | 4 | 1.5 | 4.638 | 2 | 3.7133 | 2.3333 | 1.7833 | 2.8333 |  | 4.5 | 1.4 | 1.8333 | 1.8333 | 2 | 2.5219 | 3.5 | 5.3333
| Median |  | 4.6796 | 4 | 1.5 | 4.5536 | 2 | 3.75 | 2 | 1.8 | 3 |  | 4.5 | 1 | 2 | 2 | 1.5 | 2.2279 | 3 | 5
| Std Dev. |  | 0.1717 | 0.70711 | 0.54772 | 0.3927 | 0.89443 | 0.13426 | 0.5164 | 0.29944 | 0.40825 |  | 0.54772 | 0.54772 | 0.75277 | 0.75277 | 1.5492 | 0.78594 | 0.83666 | 0.5164
| Rel.Std.Dev. |  | 3.743% | 17.68% | 36.51% | 8.467% | 44.72% | 3.616% | 22.13% | 16.79% | 14.41% |  | 12.17% | 39.12% | 41.06% | 41.06% | 77.46% | 31.17% | 23.9% | 9.682%
| PDM3 |  | 54.98% | 35.16% | -49.31% | 56.72% | -32.42% | 25.48% | -21.16% | -39.74% | -4.26% |  | 52.06% | -52.69% | -38.05% | -38.05% | -32.42% | -14.78% | 18.27% | 80.22%
| Z-Score (Absolute) |  | 1.63 | 0.84 | 0.79 | 1.67 | 0.4 | 0.94 | 0.14 | 0.57 | 0.25 | 0.01 | 1.56 | 0.99 | 0.53 | 0.53 | 0.4 | 0.01 | 0.78 | 2.22
Note on C17: Z-Scores have been calculated inclusive of individual outliers. In general, laboratory batches are rejected if Z-Score > 2.5.

## AR Digest 10-50g
| Analytical results for Au in OREAS 48 (Certified Value 2.5 ppb) | [15 empty] | Certified
Au | Round | Replicate | Lab | Lab | Lab | Lab | Lab | Lab | Lab | Lab | Lab | Lab | Lab | Lab | Lab | Lab | 1
| No | No | 01 | 02 | 03 | 05 | 06 | 08 | 09 | 11 | 12 | 13 | 14 | 15 | 16 | 18 | ppb
|  |  | AR*AAS | AR*AAS | AR*MS | AR*AAS | AR*AAS | AR*MS | AR*MS | AR*AAS | AR*MS | AR*MS | AR*MS | AR*MS | AR*MS | AR*OES/MS | 1
|  |  | 30g | 10g | 25g | 30g | 50g | 30g | 25g | 50g | 25g | 25g | 25g | 25g | 25g | 20g | 2
| 1 | 1 | 4.3153 | < 10 | 2 | < 20 | 3 | 2.4 | 2 | 3 | 2 | 2 | 2 | 2 | 3 | 2.9 | 1
| 1 | 2 | 4.6372 | < 10 | 2 | < 20 | 3 | 2.9 | 2 | 2 | 3 | 3 | 2 | 3 | 2 | 3.3 | 6
| 1 | 3 | 4.208 | 10 | 2 | < 20 | 4 | 2.4 | 3 | 2 | 3 | 2 | 2 | 2 | 3 | 3.1 | 16
| 1 | 4 | 4.5299 | < 10 | 3 | < 20 | 3 | 1.8 | 2 | 3 | 2 | 3 | 3 | 3 | 2 | 3.8 | 2.5439
| 1 | 5 | 4.6372 | < 10 | 2 | < 20 | 3 | 1.9 | 2 | 2 | 2 | 4 | 2 | 2 | 2 | 2 | 9
| 1 | 6 | 4.5299 | < 10 | 2 | < 20 | 3 | 3 | 3 | 3 | 3 | 3 | 2 | 2 | 3 | 3.4
| Mean |  | 4.4763 | 10 | 2.1667 |  | 3.1667 | 2.4 | 2.3333 | 2.5 | 2.5 | 2.8333 | 2.1667 | 2.3333 | 2.5 | 3.0833
| Median |  | 4.5299 | 10 | 2 |  | 3 | 2.4 | 2 | 2.5 | 2.5 | 3 | 2 | 2 | 2.5 | 3.2
| Std Dev. |  | 0.17629 |  | 0.40825 |  | 0.40825 | 0.49396 | 0.5164 | 0.54772 | 0.54772 | 0.75277 | 0.40825 | 0.5164 | 0.54772 | 0.61128
| Rel.Std.Dev. |  | 3.938% |  | 18.84% |  | 12.89% | 20.58% | 22.13% | 21.91% | 21.91% | 26.57% | 18.84% | 22.13% | 21.91% | 19.83%
| PDM3 |  | 75.96% | 293.1% | -14.83% |  | 24.48% | -5.658% | -8.279% | -1.727% | -1.727% | 11.38% | -14.83% | -8.279% | -1.727% | 21.2%
| Z-Score (Absolute) |  | 4 | 6.74 | 0.67 | 15.17 | 1.35 | 0.2 | 0.34 | 0 | 0 | 0.67 | 0.67 | 0.34 | 0 | 1.18
Note on C17: Z-Scores have been calculated inclusive of individual outliers. In general, laboratory batches are rejected if Z-Score > 2.5.

## Fusion ICP
| Analytical results for Ag in OREAS 48 (Certified Value < 5 ppm) | [18 empty] | Certified
Ag | Round | Replicate | Lab | Lab | Lab | Lab | Lab | Lab | Lab | [10 empty] | 1
| No | No | 07 | 10 | 12 | 13 | 15 | 16 | 18 | [10 empty] | ppm
|  |  | PF*MS | PF*MS | PF*MS | PF*MS | PF*MS | PF*MS | PF*OES/MS | [10 empty] | 2
2
| 1 | 1 | < 1 | < 1 | < 5 | < 5 | < 5 | < 5 | < 10 | [10 empty] | 1
| 1 | 2 | < 1 | < 1 | < 5 | < 5 | < 5 | < 5 | < 10 | [10 empty] | #N/A
| 1 | 3 | < 1 | < 1 | < 5 | < 5 | < 5 | < 5 | < 10 | [10 empty] | 16
| 1 | 4 | < 1 | < 1 | < 5 | < 5 | < 5 | < 5 | < 10 | [10 empty] | < 5
| 1 | 5 | < 1 | < 1 | < 5 | < 5 | < 5 | < 5 | < 10 | [10 empty] | 11
| 1 | 6 | < 1 | < 1 | < 5 | < 5 | < 5 | < 5 | < 10
Mean
Median
Std Dev.
Rel.Std.Dev.
PDM3
| Z-Score (Absolute) |  | NA | NA | NA | NA | NA | NA | NA
| Analytical results for Al in OREAS 48 (Certified Value 8.02 wt.%) | [18 empty] | Certified
Al | Round | Replicate | Lab | Lab | Lab | Lab | Lab | Lab | Lab | Lab | Lab | Lab | Lab | [6 empty] | 1
| No | No | 01 | 03 | 04 | 05 | 06 | 07 | 08 | 10 | 17 | 18 | 20 | [6 empty] | wt.%
|  |  | PF*OES | PF*OES | BF*OES/MS | PF*OES/MS | PF*MS | PF*OES | PF*OES/MS | PF*MS | BF*MS | PF*OES/MS | PF*OES | [6 empty] | 2
3
| 1 | 1 | 7.9142 | 8.14 | 7.9067 | 7.97 | 7.88 | 8 | 8.07 | 7.5463 | 8.3237 | 8.2 | 8.648 | [6 empty] | 1
| 1 | 2 | 7.9227 | 8.04 | 7.972 | 8.04 | 7.99 | 8.05 | 8.15 | 7.6166 | 8.1446 | 8.14 | 8.404 | [6 empty] | #N/A
| 1 | 3 | 7.9945 | 8.15 | 8.0147 | 8.1 | 7.9 | 8.5 | 8.02 | 7.804 | 8.096 | 8.1 | 8.838 | [6 empty] | 16
| 1 | 4 | 7.9507 | 8.22 | 7.894 | 8.11 | 7.82 | 8.43 | 8.11 | 7.6564 | 8.0331 | 7.96 | 8.579 | [6 empty] | 8.0246
| 1 | 5 | 7.9177 | 8.08 | 7.9159 | 7.94 | 7.8 | 8.33 | 7.96 | 7.9286 | 8.1458 | 8.18 | 8.859 | [6 empty] | 12
| 1 | 6 | 7.9846 | 8.19 | 7.851 | 7.99 | 7.95 | 8.4 | 8.07 | 7.5026 | 8.3067 | 8.15 | 9.029
| Mean |  | 7.9474 | 8.1367 | 7.9257 | 8.025 | 7.89 | 8.285 | 8.0633 | 7.6758 | 8.175 | 8.1217 | 8.7262
| Median |  | 7.9367 | 8.145 | 7.9113 | 8.015 | 7.89 | 8.365 | 8.07 | 7.6365 | 8.1452 | 8.145 | 8.743
| Std Dev. |  | 0.035254 | 0.067132 | 0.058514 | 0.070071 | 0.073212 | 0.20926 | 0.066833 | 0.16186 | 0.11629 | 0.086352 | 0.22513
| Rel.Std.Dev. |  | 0.4436% | 0.8251% | 0.7383% | 0.8732% | 0.9279% | 2.526% | 0.8289% | 2.109% | 1.423% | 1.063% | 2.58%
| PDM3 |  | -0.9615% | 1.397% | -1.232% | 0.005584% | -1.677% | 3.246% | 0.4833% | -4.347% | 1.875% | 1.21% | 8.743%
| Z-Score (Absolute) |  | 0.67 | 0.43 | 0.8 | 0.22 | 1.01 | 1.29 | 0 | 2.25 | 0.65 | 0.34 | 3.86
| Analytical results for As in OREAS 48 (Certified Value < 4 ppm) | [18 empty] | Certified
As | Round | Replicate | Lab | Lab | Lab | Lab | Lab | Lab | Lab | Lab | Lab | Lab | Lab | [6 empty] | 1
| No | No | 05 | 06 | 07 | 08 | 10 | 12 | 13 | 15 | 16 | 18 | 20 | [6 empty] | ppm
|  |  | PF*OES/MS | PF*MS | PF*MS | PF*OES/MS | PF*MS | PF*MS | PF*MS | PF*MS | PF*MS | PF*OES/MS | PF*OES | [6 empty] | 2
2
| 1 | 1 | < 20 | 11.92 | < 5 | < 5 | < 30 | < 4 | < 4 | < 4 | 5 | < 10 | 5.844 | [6 empty] | 1
| 1 | 2 | < 20 | 11.47 | < 5 | < 5 | < 30 | < 4 | < 4 | < 4 | < 4 | < 10 | 7.108 | [6 empty] | #N/A
| 1 | 3 | < 20 | 12.44 | < 5 | < 5 | < 30 | < 4 | < 4 | < 4 | < 4 | < 10 | 9.069 | [6 empty] | 16
| 1 | 4 | < 20 | 11.55 | < 5 | < 5 | < 30 | < 4 | < 4 | < 4 | 4 | 11 | 6.9 | [6 empty] | < 4
| 1 | 5 | < 20 | 11.35 | < 5 | < 5 | < 30 | < 4 | < 4 | < 4 | < 4 | < 10 | 3.809 | [6 empty] | 13
| 1 | 6 | < 20 | 12.23 | < 5 | < 5 | < 30 | < 4 | < 4 | < 4 | < 4 | < 10 | 6.041
| Mean |  |  | 11.8267 | [6 empty] | 4.5 | 11 | 6.4618
| Median |  |  | 11.735 | [6 empty] | 4.5 | 11 | 6.4705
| Std Dev. |  |  | 0.44239 | [6 empty] | 0.70711 |  | 1.7322
| Rel.Std.Dev. |  |  | 3.741% | [6 empty] | 15.71% |  | 26.81%
PDM3
| Z-Score (Absolute) |  | 5.8 | 7.28 | 0.27 | 0.27 | 9.84 | 0.67 | 0.67 | 0.67 | 0 | 2.56 | 2.94
| Analytical results for B in OREAS 48 (Indicative Value 19.7 ppm) | [18 empty] | Indicative
B | Round | Replicate | Lab | Lab | Lab | Lab | Lab | [12 empty] | 1
| No | No | 02 | 05 | 08 | 10 | 20 | [12 empty] | ppm
|  |  | PF*MS | PF*OES/MS | PF*OES/MS | PF*MS | PF*OES | [12 empty] | 1
1
| 1 | 1 | < 30 | < 50 | 10 | < 1000 | 31.57 | [12 empty] | 1
| 1 | 2 | < 30 | < 50 | < 10 | < 1000 | 30.36 | [12 empty] | 1
| 1 | 3 | < 30 | < 50 | < 10 | < 1000 | 32.64 | [12 empty] | 16
| 1 | 4 | < 30 | < 50 | < 10 | < 1000 | 31.08 | [12 empty] | 19.7008
| 1 | 5 | < 30 | < 50 | 10 | < 1000 | 32.72 | [12 empty] | 7
| 1 | 6 | < 30 | < 50 | 10 | < 1000 | 33.04
| Mean |  |  |  | 10 |  | 31.9017
| Median |  |  |  | 10 |  | 32.105
| Std Dev. |  |  |  | 0 |  | 1.0651
| Rel.Std.Dev. |  |  |  | 0% |  | 3.339%
| PDM3 |  |  |  | -49.24% |  | 61.93%
| Z-Score (Absolute) |  | 0.67 | 0 | 1.18 | 32.03 | 0.47
| Analytical results for Ba in OREAS 48 (Certified Value 431 ppm) | [18 empty] | Certified
Ba | Round | Replicate | Lab | Lab | Lab | Lab | Lab | Lab | Lab | Lab | Lab | Lab | Lab | Lab | Lab | Lab | Lab |  |  | 1
| No | No | 01 | 03 | 04 | 05 | 06 | 07 | 08 | 10 | 12 | 13 | 15 | 16 | 17 | 18 | 20 |  |  | ppm
|  |  | PF*OES | PF*MS | BF*OES/MS | PF*OES/MS | PF*MS | PF*OES | PF*OES/MS | PF*MS | PF*MS | PF*MS | PF*MS | PF*MS | BF*MS | PF*OES/MS | PF*OES |  |  | 0
0
| 1 | 1 | 405.36 | 427 | 420.6472 | 509 | 425 | 428 | 440 | 423 | 390 | 443 | 421 | 470 | 424.8561 | 427 | 440.81 |  |  | 1
| 1 | 2 | 403.98 | 446 | 433.3111 | 506 | 418 | 430 | 441 | 426 | 423 | 441 | 464 | 456 | 424.8956 | 428 | 428.53 |  |  | #N/A
| 1 | 3 | 402.04 | 460 | 430.5632 | 508 | 427 | 455 | 435 | 432 | 402 | 445 | 413 | 495 | 422.3018 | 432 | 437.46 |  |  | 16
| 1 | 4 | 404.08 | 445 | 424.4452 | 504 | 413 | 452 | 442 | 429 | 414 | 446 | 466 | 419 | 428.6791 | 425 | 417.28 |  |  | 431.1607
| 1 | 5 | 405.33 | 439 | 423.835 | 509 | 425 | 446 | 448 | 435 | 410 | 436 | 466 | 439 | 425.7243 | 427 | 447.87 |  |  | 14
| 1 | 6 | 405.87 | 439 | 418.5767 | 502 | 435 | 450 | 442 | 425 | 420 | 450 | 422 | 407 | 423.8411 | 437 | 462.01
| Mean |  | 404.4433 | 442.6667 | 425.2298 | 506.3333 | 423.8333 | 443.5 | 441.3333 | 428.3333 | 409.8333 | 443.5 | 442 | 447.6667 | 425.0497 | 429.3333 | 438.9933
| Median |  | 404.705 | 442 | 424.1401 | 507 | 425 | 448 | 441.5 | 427.5 | 412 | 444 | 443 | 447.5 | 424.8759 | 427.5 | 439.135
| Std Dev. |  | 1.3989 | 10.8566 | 5.6847 | 2.8752 | 7.6004 | 11.6233 | 4.1793 | 4.5461 | 12.2379 | 4.7645 | 25.7604 | 32.7394 | 2.1308 | 4.4121 | 15.4607
| Rel.Std.Dev. |  | 0.3459% | 2.453% | 1.337% | 0.5678% | 1.793% | 2.621% | 0.947% | 1.061% | 2.986% | 1.074% | 5.828% | 7.313% | 0.5013% | 1.028% | 3.522%
| PDM3 |  | -6.197% | 2.669% | -1.376% | 17.43% | -1.699% | 2.862% | 2.359% | -0.6558% | -4.946% | 2.862% | 2.514% | 3.828% | -1.417% | -0.4238% | 1.817%
| Z-Score (Absolute) |  | 2.41 | 0.26 | 0.96 | 4.7 | 1.06 | 0.31 | 0.16 | 0.74 | 2.04 | 0.31 | 0.21 | 0.61 | 0.97 | 0.67 | 0
| Analytical results for Be in OREAS 48 (Certified Value 0.93 ppm) | [18 empty] | Certified
Be | Round | Replicate | Lab | Lab | Lab | Lab | Lab | Lab | Lab | Lab | Lab | Lab | Lab | Lab | Lab | Lab | Lab | Lab |  | 1
| No | No | 01 | 02 | 03 | 04 | 05 | 06 | 07 | 08 | 10 | 12 | 13 | 15 | 16 | 17 | 18 | 20 |  | ppm
|  |  | PF*MS | PF*MS | PF*MS | BF*OES/MS | PF*OES/MS | PF*MS | PF*OES | PF*OES/MS | PF*MS | PF*MS | PF*MS | PF*MS | PF*MS | BF*MS | PF*OES/MS | PF*OES |  | 2
2
| 1 | 1 | 0.66488 | 2 |  | 1.2037 | < 1 | < 5 | < 5 | < 3 | < 5 | 1.2 | 0.9 | 0.9 | 0.8 | 0.7387 | < 2 | 1.1629 |  | 1
| 1 | 2 | 0.5872 | 2.1 | 1 | 1.2837 | < 1 | < 5 | < 5 | < 3 | < 5 | < 0.4 | 1 | 1 | 0.8 | 0.8 | < 2 | 0.9776 |  | #N/A
| 1 | 3 | 0.57488 | 1 |  | 1.3029 | < 1 | < 5 | < 5 | < 3 | < 5 | 0.9 | 0.9 | 0.7 | 0.8 | 0.766 | < 2 | 1.2184 |  | 16
| 1 | 4 | 0.65672 | 2.3 | 1 | 1.3317 | < 1 | < 5 | < 5 | < 3 | < 5 | < 0.4 | 0.9 | 0.9 | 0.8 | 0.7685 | < 2 | 1.0559 |  | 0.92935
| 1 | 5 | 0.65056 | < 0.2 |  | 1.2287 | < 1 | < 5 | < 5 | < 3 | < 5 | 1.1 | 0.8 | 0.8 | 1 | 0.8101 | < 2 | 1.093 |  | 15
| 1 | 6 | 0.6812 | 2.5 |  | 1.2503 | < 1 | < 5 | < 5 | < 3 | < 5 | 2.5 | 0.8 | 0.8 | 1 | 0.8103 | < 2 | 0.9912
| Mean |  | 0.63591 | 1.98 | 1 | 1.2668 | [5 empty] | 1.425 | 0.88333 | 0.85 | 0.86667 | 0.78227 |  | 1.0832
| Median |  | 0.65364 | 2.1 | 1 | 1.267 | [5 empty] | 1.15 | 0.9 | 0.85 | 0.8 | 0.78425 |  | 1.0745
| Std Dev. |  | 0.043899 | 0.58052 | 0 | 0.04796 | [5 empty] | 0.72744 | 0.075277 | 0.10488 | 0.10328 | 0.029076 |  | 0.094961
| Rel.Std.Dev. |  | 6.903% | 29.32% | 0% | 3.786% | [5 empty] | 51.05% | 8.522% | 12.34% | 11.92% | 3.717% |  | 8.767%
| PDM3 |  | -31.58% | 113.1% | 7.602% | 36.31% | [5 empty] | 53.33% | -4.952% | -8.539% | -6.745% | -15.83% |  | 16.55%
| Z-Score (Absolute) |  | 1.03 | 1.75 | NA | 0.67 | 1.39 | 4 | 4 | 1.3 | 4 | 0 | 0.36 | 0.45 | 0.4 | 0.63 | 0.04 | 0.18
Results from laboratory 3 were removed due to their 1 ppm reading resolution.
| Analytical results for Bi in OREAS 48 (Indicative Value 0.15 ppm) | [18 empty] | Indicative
Bi | Round | Replicate | Lab | Lab | Lab | Lab | Lab | Lab | Lab | Lab | Lab | Lab | Lab | Lab | [5 empty] | 1
| No | No | 03 | 05 | 06 | 07 | 08 | 10 | 12 | 13 | 15 | 16 | 17 | 18 | [5 empty] | ppm
|  |  | PF*MS | PF*OES/MS | PF*MS | PF*MS | PF*OES/MS | PF*MS | PF*MS | PF*MS | PF*MS | PF*MS | BF*MS | PF*OES/MS | [5 empty] | 2
2
| 1 | 1 |  | 0.1 | < 5 | < 0.1 | < 2 | < 0.5 | 0.1 | 0.1 | 0.1 | 0.2 | 0.1752 | < 0.2 | [5 empty] | 1
| 1 | 2 |  | 0.2 | < 5 | 0.1 | < 2 | < 0.5 | 0.1 | 0.1 | 0.1 | 0.1 | 0.1809 | < 0.2 | [5 empty] | 2
| 1 | 3 | 0.1 | 0.2 | < 5 | 0.1 | < 2 | < 0.5 | 0.1 | 0.1 | 0.1 | 0.2 | 0.2155 | 0.2 | [5 empty] | 16
| 1 | 4 |  | 0.2 | < 5 | 0.3 | < 2 | < 0.5 | 0.1 | 0.1 | 0.1 | 0.2 | 0.1598 | 0.2 | [5 empty] | 0.14591
| 1 | 5 |  | 0.2 | < 5 | 0.1 | < 2 | < 0.5 | 0.1 | 0.1 | 0.1 | 0.3 | 0.1802 | < 0.2 | [5 empty] | 8
| 1 | 6 |  | 0.2 | < 5 | 0.1 | < 2 | < 0.5 | 0.1 | 0.1 | 0.1 | 0.3 | 0.1697 | < 0.2
| Mean |  | 0.1 | 0.18333 |  | 0.14 |  |  | 0.1 | 0.1 | 0.1 | 0.21667 | 0.18022 | 0.2
| Median |  | 0.1 | 0.2 |  | 0.1 |  |  | 0.1 | 0.1 | 0.1 | 0.2 | 0.1777 | 0.2
| Std Dev. |  |  | 0.040825 |  | 0.089443 |  |  | 1.5202e-17 | 1.5202e-17 | 1.5202e-17 | 0.075277 | 0.018963 | 0
| Rel.Std.Dev. |  |  | 22.27% |  | 63.89% |  |  | 1.52e-14% | 1.52e-14% | 1.52e-14% | 34.74% | 10.52% | 0%
| PDM3 |  | -31.46% | 25.65% |  | -4.048% |  |  | -31.46% | -31.46% | -31.46% | 48.5% | 23.52% | 37.07%
| Z-Score (Absolute) |  | 0.67 | 0.32 | 27.83 | 0.38 | 10.01 | 1.11 | 0.67 | 0.67 | 0.67 | 0.71 | 0.28 | 0.28
| Analytical results for Ca in OREAS 48 (Certified Value 3.79 wt.%) | [18 empty] | Certified
Ca | Round | Replicate | Lab | Lab | Lab | Lab | Lab | Lab | Lab | Lab | Lab | Lab | Lab | Lab | Lab | Lab |  |  |  | 1
| No | No | 01 | 03 | 05 | 06 | 07 | 08 | 10 | 12 | 13 | 15 | 16 | 17 | 18 | 20 |  |  |  | wt.%
|  |  | PF*OES | PF*OES | PF*OES/MS | PF*MS | PF*OES | PF*OES/MS | PF*MS | PF*MS | PF*MS | PF*MS | PF*MS | BF*MS | PF*OES/MS | PF*OES |  |  |  | 2
3
| 1 | 1 | 3.6131 | 3.8 | 3.8 | 3.82 | 3.8 | 3.73 | 3.6328 | 3.9 | 3.9 | 3.8 | 3.8 | 3.7719 | 3.8 | 2.6301 |  |  |  | 1
| 1 | 2 | 3.6239 | 3.7 | 3.9 | 3.88 | 3.8 | 3.75 | 3.6732 | 3.9 | 3.9 | 4 | 3.8 | 3.698 | 3.7 | 2.6682 |  |  |  | #N/A
| 1 | 3 | 3.661 | 3.7 | 3.9 | 3.83 | 4 | 3.75 | 3.7275 | 3.8 | 3.9 | 3.7 | 3.9 | 3.6539 | 3.8 | 2.6777 |  |  |  | 16
| 1 | 4 | 3.6193 | 3.8 | 3.9 | 3.82 | 3.9 | 3.78 | 3.688 | 3.8 | 3.9 | 4 | 3.8 | 3.6328 | 3.7 | 2.5729 |  |  |  | 3.7909
| 1 | 5 | 3.6603 | 3.7 | 4 | 3.77 | 3.9 | 3.73 | 3.7646 | 3.9 | 3.9 | 3.7 | 3.9 | 3.6785 | 3.7 | 2.6968 |  |  |  | 16
| 1 | 6 | 3.6481 | 3.7 | 3.9 | 3.84 | 3.9 | 3.74 | 3.6922 | 4 | 3.9 | 3.6 | 3.8 | 3.7088 | 3.8 | 2.835
| Mean |  | 3.6376 | 3.7333 | 3.9 | 3.8267 | 3.8833 | 3.7467 | 3.6964 | 3.8833 | 3.9 | 3.8 | 3.8333 | 3.6906 | 3.75 | 2.6801
| Median |  | 3.636 | 3.7 | 3.9 | 3.825 | 3.9 | 3.745 | 3.6901 | 3.9 | 3.9 | 3.75 | 3.8 | 3.6883 | 3.75 | 2.673
| Std Dev. |  | 0.021456 | 0.05164 | 0.063246 | 0.03559 | 0.075277 | 0.018619 | 0.045365 | 0.075277 | 0 | 0.16733 | 0.05164 | 0.048633 | 0.054772 | 0.087635
| Rel.Std.Dev. |  | 0.5898% | 1.383% | 1.622% | 0.9301% | 1.938% | 0.4969% | 1.227% | 1.938% | 0% | 4.403% | 1.347% | 1.318% | 1.461% | 3.27%
| PDM3 |  | -4.042% | -1.518% | 2.879% | 0.9443% | 2.439% | -1.166% | -2.492% | 2.439% | 2.879% | 0.2408% | 1.12% | -2.644% | -1.078% | -29.3%
| Z-Score (Absolute) |  | 1.14 | 0.34 | 1.03 | 0.43 | 0.9 | 0.23 | 0.65 | 0.9 | 1.03 | 0.21 | 0.48 | 0.7 | 0.21 | 9.06
| Analytical results for Cd in OREAS 48 (Indicative Value < 0.8 ppm) | [18 empty] | Indicative
Cd | Round | Replicate | Lab | Lab | Lab | Lab | Lab | Lab | Lab | Lab | Lab | Lab | Lab | Lab | Lab |  |  |  |  | 1
| No | No | 01 | 05 | 06 | 07 | 08 | 10 | 12 | 13 | 15 | 16 | 17 | 18 | 20 |  |  |  |  | ppm
|  |  | PF*OES | PF*OES/MS | PF*MS | PF*MS | PF*OES/MS | PF*MS | PF*MS | PF*MS | PF*MS | PF*MS | BF*MS | PF*OES/MS | PF*OES |  |  |  |  | 2
2
| 1 | 1 | 2.2604 | < 10 | < 0.5 | < 0.2 | < 2 | < 10 | < 0.8 | < 0.8 | < 0.8 | < 0.8 | 0.0482 | < 1 | 0.49 |  |  |  |  | 1
| 1 | 2 | 2.2034 | < 10 | < 0.5 | < 0.2 | < 2 | < 10 | < 0.8 | < 0.8 | < 0.8 | < 0.8 | 0.0712 | < 1 | [5 empty] | 3
| 1 | 3 | 2.6252 | < 10 | < 0.5 | < 0.2 | < 2 | < 10 | < 0.8 | < 0.8 | < 0.8 | < 0.8 | 0.0521 | < 1 | 1.09 |  |  |  |  | 16
| 1 | 4 | 2.1806 | < 10 | < 0.5 | < 0.2 | < 2 | < 10 | < 0.8 | < 0.8 | < 0.8 | < 0.8 | 0.0452 | < 1 | 0.68 |  |  |  |  | < 0.8
| 1 | 5 | 2.4086 | < 10 | < 0.5 | < 0.2 | < 2 | < 10 | < 0.8 | < 0.8 | < 0.8 | < 0.8 | 0.0489 | < 1 | 1 |  |  |  |  | 9
| 1 | 6 | 2.2718 | < 10 | < 0.5 | < 0.2 | < 2 | < 10 | < 0.8 | < 0.8 | < 0.8 | < 0.8 | 0.0437 | < 1 | 1.21
| Mean |  | 2.325 | [9 empty] | 0.05155 |  | 0.894
| Median |  | 2.2661 | [9 empty] | 0.04855 |  | 1
| Std Dev. |  | 0.16718 | [9 empty] | 0.010066 |  | 0.29938
| Rel.Std.Dev. |  | 7.191% | [9 empty] | 19.53% |  | 33.49%
PDM3
| Z-Score (Absolute) |  | 4.33 | 10.34 | 0.34 | 0.67 | 1.35 | 10.34 | 0 | 0 | 0 | 0 | 0.78 | 0.22 | 1.11
| Analytical results for Ce in OREAS 48 (Certified Value 35.4 ppm) | [18 empty] | Certified
Ce | Round | Replicate | Lab | Lab | Lab | Lab | Lab | Lab | Lab | Lab | Lab | Lab | Lab | Lab | Lab | Lab | Lab | Lab |  | 1
| No | No | 01 | 02 | 03 | 04 | 05 | 06 | 07 | 08 | 10 | 11 | 12 | 13 | 15 | 16 | 17 | 18 |  | ppm
|  |  | PF*MS | PF*MS | PF*MS | BF*OES/MS | PF*OES/MS | BF*MS | PF*MS | PF*OES/MS | PF*MS | BF*MS | PF*MS | PF*MS | PF*MS | PF*MS | BF*MS | PF*OES/MS |  | 1
2
| 1 | 1 | 31.2433 | 36 | 36.5 | 36.4196 | 37.6 | 38.03 | 35 | 34.7 | 40.6 | 35.67 | 31.6 | 33.6 | 34.2 | 37.7 | 34.2722 | 33.6 |  | 1
| 1 | 2 | 31.174 | 37 | 39.3 | 34.0529 | 37.2 | 39.8 | 36.3 | 35 | 39.7 | 35.51 | 32.4 | 33.1 | 35.9 | 37.2 | 34.8999 | 33.1 |  | #N/A
| 1 | 3 | 31.4864 | 36 | 40.4 | 35.3956 | 37.8 | 39.85 | 36.3 | 34.7 | 36.3 | 35.78 | 32 | 33.1 | 33 | 37.2 | 34.8138 | 33.3 |  | 16
| 1 | 4 | 31.2257 | 39 | 36.7 | 36.5696 | 37.7 | 37.64 | 35 | 34.4 | 37.9 | 35.83 | 31.4 | 33.1 | 36.1 | 32.7 | 33.7143 | 32.8 |  | 35.3673
| 1 | 5 | 32.6909 | 38 | 35.1 | 35.7523 | 37 | 37.74 | 35.2 | 34.1 | 40.6 | 36.07 | 33.1 | 33 | 35.7 | 38.6 | 33.956 | 33 |  | 17
| 1 | 6 | 31.1014 | 35 | 37.2 | 35.0668 | 37.4 | 38.41 | 34.9 | 34.5 | 40.5 | 35.82 | 33.7 | 34.2 | 32.4 | 34 | 33.7375 | 32.6
| Mean |  | 31.487 | 36.8333 | 37.5333 | 35.5428 | 37.45 | 38.5783 | 35.45 | 34.5667 | 39.2667 | 35.78 | 32.3667 | 33.35 | 34.55 | 36.2333 | 34.2323 | 33.0667
| Median |  | 31.2345 | 36.5 | 36.95 | 35.5739 | 37.5 | 38.22 | 35.1 | 34.6 | 40.1 | 35.8 | 32.2 | 33.1 | 34.95 | 37.2 | 34.1141 | 33.05
| Std Dev. |  | 0.60394 | 1.472 | 1.9562 | 0.93115 | 0.30822 | 1.0022 | 0.66558 | 0.30768 | 1.7851 | 0.18612 | 0.89144 | 0.46797 | 1.5934 | 2.3278 | 0.52439 | 0.3559
| Rel.Std.Dev. |  | 1.918% | 3.996% | 5.212% | 2.62% | 0.823% | 2.598% | 1.878% | 0.8901% | 4.546% | 0.5202% | 2.754% | 1.403% | 4.612% | 6.424% | 1.532% | 1.076%
| PDM3 |  | -10.97% | 4.145% | 6.125% | 0.4963% | 5.889% | 9.079% | 0.2339% | -2.264% | 11.03% | 1.167% | -8.484% | -5.704% | -2.311% | 2.449% | -3.209% | -6.505%
| Z-Score (Absolute) |  | 1.64 | 0.55 | 0.83 | 0.02 | 0.8 | 1.26 | 0.02 | 0.38 | 1.55 | 0.12 | 1.28 | 0.88 | 0.39 | 0.3 | 0.52 | 1
| Analytical results for Co in OREAS 48 (Certified Value 20 ppm) | [18 empty] | Certified
Co | Round | Replicate | Lab | Lab | Lab | Lab | Lab | Lab | Lab | Lab | Lab | Lab | Lab | Lab | Lab | Lab |  |  |  | 1
| No | No | 01 | 04 | 05 | 06 | 07 | 08 | 10 | 12 | 13 | 15 | 16 | 17 | 18 | 20 |  |  |  | ppm
|  |  | PF*MS | BF*OES/MS | PF*OES/MS | PF*MS | PF*MS | PF*OES/MS | PF*MS | PF*MS | PF*MS | PF*MS | PF*MS | BF*MS | PF*OES/MS | PF*OES |  |  |  | 1
2
| 1 | 1 | 20.5642 | 21.3202 | 22 | 22 | 20.6 | 19.6 | 21 | 18.4 | 19.2 | 18.1 | 19.8 | 19.5635 | 20 | 17.3296 |  |  |  | 1
| 1 | 2 | 20.8681 | 21.6799 | 21 | 23 | 21 | 18.4 | 22 | 19.9 | 19.4 | 20.1 | 17.6 | 19.0205 | 20 | 19.6805 |  |  |  | #N/A
| 1 | 3 | 20.3774 | 20.7645 | 22 | 24 | 20.9 | 18.2 | 20 | 19 | 19.9 | 17.4 | 18.9 | 19.3856 | 20 | 15.5782 |  |  |  | 16
| 1 | 4 | 20.9822 | 20.6634 | 21 | 22 | 20.8 | 20.5 | 22 | 19.4 | 18.9 | 17.6 | 19.4 | 19.4725 | 19 | 16.8638 |  |  |  | 19.9824
| 1 | 5 | 20.2231 | 20.0777 | 22 | 23 | 21.1 | 20 | 22 | 19.2 | 18.8 | 16.4 | 17.6 | 19.2715 | 20 | 17.3747 |  |  |  | 18
| 1 | 6 | 20.2344 | 21.0573 | 22 | 23 | 20.7 | 19.9 | 22 | 19.6 | 19.3 | 15.8 | 19.2 | 19.0811 | 22 | 19.4907
| Mean |  | 20.5416 | 20.9272 | 21.6667 | 22.8333 | 20.85 | 19.4333 | 21.5 | 19.25 | 19.25 | 17.5667 | 18.75 | 19.2991 | 20.1667 | 17.7196
| Median |  | 20.4708 | 20.9109 | 22 | 23 | 20.85 | 19.75 | 22 | 19.3 | 19.25 | 17.5 | 19.05 | 19.3285 | 20 | 17.3522
| Std Dev. |  | 0.32373 | 0.55779 | 0.5164 | 0.75277 | 0.18708 | 0.92664 | 0.83666 | 0.52058 | 0.3937 | 1.4976 | 0.93755 | 0.21604 | 0.98319 | 1.5856
| Rel.Std.Dev. |  | 1.576% | 2.665% | 2.383% | 3.297% | 0.8973% | 4.768% | 3.891% | 2.704% | 2.045% | 8.525% | 5% | 1.119% | 4.875% | 8.948%
| PDM3 |  | 2.798% | 4.728% | 8.429% | 14.27% | 4.342% | -2.748% | 7.594% | -3.665% | -3.665% | -12.09% | -6.168% | -3.42% | 0.922% | -11.32%
| Z-Score (Absolute) |  | 0.48 | 0.72 | 1.2 | 1.95 | 0.67 | 0.24 | 1.09 | 0.35 | 0.35 | 1.43 | 0.67 | 0.32 | 0.24 | 1.34
| Analytical results for Cr in OREAS 48 (Certified Value 78 ppm) | [18 empty] | Certified
Cr | Round | Replicate | Lab | Lab | Lab | Lab | Lab | Lab | Lab | Lab | [9 empty] | 1
| No | No | 04 | 05 | 06 | 07 | 08 | 10 | 17 | 20 | [9 empty] | ppm
|  |  | BF*OES/MS | PF*OES/MS | PF*MS | PF*OES | PF*OES/MS | PF*MS | BF*MS | PF*OES | [9 empty] | 0
1
| 1 | 1 | 81.003 | 60 | 77 | 86 | 80 | 90 | 78.7312 | 166.9 | [9 empty] | 1
| 1 | 2 | 79.7104 | 60 | 81 | 90 | 70 | 154 | 77.3793 | 104.06 | [9 empty] | #N/A
| 1 | 3 | 79.1652 | 70 | 78 | 92 | 80 | 77 | 76.7772 | 157.87 | [9 empty] | 16
| 1 | 4 | 78.9936 | 70 | 80 | 87 | 80 | 150 | 77.8415 | 103.85 | [9 empty] | 77.9648
| 1 | 5 | 78.1368 | 60 | 78 | 87 | 80 | 70 | 80.8892 | 135.82 | [9 empty] | 19
| 1 | 6 | 78.2213 | 70 | 80 | 85 | 80 | 80 | 78.8829 | 170.28
| Mean |  | 79.2051 | 65 | 79 | 87.8333 | 78.3333 | 103.5 | 78.4169 | 139.7967
| Median |  | 79.0794 | 65 | 79 | 87 | 80 | 85 | 78.2863 | 146.845
| Std Dev. |  | 1.0624 | 5.4772 | 1.5492 | 2.6394 | 4.0825 | 38.1353 | 1.4508 | 30.2508
| Rel.Std.Dev. |  | 1.341% | 8.427% | 1.961% | 3.005% | 5.212% | 36.85% | 1.85% | 21.64%
| PDM3 |  | 1.591% | -16.63% | 1.328% | 12.66% | 0.4727% | 32.75% | 0.5799% | 79.31%
| Z-Score (Absolute) |  | 0.01 | 2 | 0.01 | 1.24 | 0.11 | 3.46 | 0.1 | 8.62
| Analytical results for Cs in OREAS 48 (Certified Value 1.17 ppm) | [18 empty] | Certified
Cs | Round | Replicate | Lab | Lab | Lab | Lab | Lab | Lab | Lab | Lab | Lab | Lab | Lab | Lab | Lab | Lab |  |  |  | 1
| No | No | 01 | 02 | 03 | 04 | 05 | 07 | 08 | 10 | 12 | 13 | 15 | 16 | 17 | 18 |  |  |  | ppm
|  |  | PF*MS | PF*MS | PF*MS | BF*OES/MS | PF*OES/MS | PF*MS | PF*OES/MS | PF*MS | PF*MS | PF*MS | PF*MS | PF*MS | BF*MS | PF*OES/MS |  |  |  | 2
2
| 1 | 1 | 1.0413 | 4 | 1.1 | 1.5738 | 1.31 | 1.3 | 1.1 | 1.4 | 1.1 | 0.9 | 1.1 | 1 | 1.1664 | 1.2 |  |  |  | 1
| 1 | 2 | 1.0188 | < 2 | 1.2 | 1.5107 | 1.32 | 1.3 | 1.2 | 1.7 | 1.2 | 1 | 1.2 | 1.3 | 1.1688 | 1.2 |  |  |  | #N/A
| 1 | 3 | 1.023 | < 2 | 1.3 | 1.6148 | 1.33 | 1 | 1.5 | 1.3 | 1.1 | 0.9 | 1.1 | 0.9 | 1.1385 | 1.2 |  |  |  | 16
| 1 | 4 | 1.0445 | < 2 | 1.3 | 1.6391 | 1.35 | 1.3 | 1.3 | 1.3 | 1.2 | 0.9 | 1.1 | 0.9 | 1.2097 | 1.2 |  |  |  | 1.1697
| 1 | 5 | 0.99572 | < 2 | 1.3 | 1.515 | 1.32 | 1.2 | 1.4 | 1.4 | 1.2 | 0.9 | 1.2 | 1.7 | 1.1175 | 1.2 |  |  |  | 20
| 1 | 6 | 1.044 | 3 | 1.3 | 1.538 | 1.37 | 1 | 1 | 1.5 | 1.2 | 1 | 1.1 | 1 | 1.148 | 1.2
| Mean |  | 1.0279 | 3.5 | 1.25 | 1.5652 | 1.3333 | 1.1833 | 1.25 | 1.4333 | 1.1667 | 0.93333 | 1.1333 | 1.1333 | 1.1582 | 1.2
| Median |  | 1.0321 | 3.5 | 1.3 | 1.5559 | 1.325 | 1.25 | 1.25 | 1.4 | 1.2 | 0.9 | 1.1 | 1 | 1.1572 | 1.2
| Std Dev. |  | 0.019256 | 0.70711 | 0.083666 | 0.053354 | 0.022509 | 0.1472 | 0.18708 | 0.15055 | 0.05164 | 0.05164 | 0.05164 | 0.31411 | 0.031561 | 0
| Rel.Std.Dev. |  | 1.873% | 20.2% | 6.693% | 3.409% | 1.688% | 12.44% | 14.97% | 10.5% | 4.426% | 5.533% | 4.556% | 27.72% | 2.725% | 0%
| PDM3 |  | -12.12% | 199.2% | 6.868% | 33.82% | 13.99% | 1.168% | 6.868% | 22.54% | -0.2567% | -20.21% | -3.106% | -3.106% | -0.9848% | 2.593%
| Z-Score (Absolute) |  | 1.89 | 7.42 | 0.67 | 4.32 | 1.64 | 0.1 | 0.67 | 2.79 | 0.29 | 2.99 | 0.67 | 0.67 | 0.39 | 0.1
| Analytical results for Cu in OREAS 48 (Certified Value 41 ppm) | [18 empty] | Certified
Cu | Round | Replicate | Lab | Lab | Lab | Lab | Lab | Lab | Lab | Lab | Lab | Lab | Lab | Lab | Lab |  |  |  |  | 1
| No | No | 01 | 05 | 06 | 07 | 08 | 10 | 12 | 13 | 15 | 16 | 17 | 18 | 20 |  |  |  |  | ppm
|  |  | PF*OES | PF*OES/MS | PF*MS | PF*OES | PF*OES/MS | PF*MS | PF*MS | PF*MS | PF*MS | PF*MS | BF*MS | PF*OES/MS | PF*OES |  |  |  |  | 1
2
| 1 | 1 | 38.786 | 40 | 46 | 39 | 41 | 46 | 40 | 40 | 30 | 40 | 36.0002 | < 50 | 57.94 |  |  |  |  | 1
| 1 | 2 | 38.936 | 40 | 43 | 41 | 38 | 47 | 40 | 40 | 30 | 30 | 48.7665 | < 50 | 51.46 |  |  |  |  | #N/A
| 1 | 3 | 39.023 | 40 | 45 | 40 | 41 | 47 | 40 | 40 | 30 | 40 | 34.2028 | < 50 | 59.08 |  |  |  |  | 16
| 1 | 4 | 38.484 | 40 | 44 | 43 | 42 | 46 | 40 | 40 | 30 | 40 | 39.5807 | < 50 | 49.69 |  |  |  |  | 41.0031
| 1 | 5 | 38.7342 | 40 | 43 | 44 | 42 | 44 | 40 | 40 | 30 | 40 | 34.4755 | < 50 | 57.03 |  |  |  |  | 21
| 1 | 6 | 39.1124 | 40 | 42 | 41 | 40 | 43 | 40 | 40 | 30 | 40 | 34.9379 | < 50 | 60.29
| Mean |  | 38.8459 | 40 | 43.8333 | 41.3333 | 40.6667 | 45.5 | 40 | 40 | 30 | 38.3333 | 37.9939 |  | 55.915
| Median |  | 38.861 | 40 | 43.5 | 41 | 41 | 46 | 40 | 40 | 30 | 40 | 35.469 |  | 57.485
| Std Dev. |  | 0.22695 | 0 | 1.472 | 1.8619 | 1.5055 | 1.6432 | 0 | 0 | 0 | 4.0825 | 5.6326 |  | 4.3151
| Rel.Std.Dev. |  | 0.5842% | 0% | 3.358% | 4.505% | 3.702% | 3.611% | 0% | 0% | 0% | 10.65% | 14.83% |  | 7.717%
| PDM3 |  | -5.261% | -2.446% | 6.902% | 0.8054% | -0.8205% | 10.97% | -2.446% | -2.446% | -26.83% | -6.511% | -7.339% |  | 36.37%
| Z-Score (Absolute) |  | 0.5 | NA | 0.65 | 0.08 | 0.08 | 1.04 | NA | NA | NA | NA | 0.69 | 3.7 | 3.44
Results from laboratories 5, 12, 13, 15 and 16 were removed due to their 10 ppm reading resolution.
| Analytical results for Dy in OREAS 48 (Certified Value 1.95 ppm) | [18 empty] | Certified
Dy | Round | Replicate | Lab | Lab | Lab | Lab | Lab | Lab | Lab | Lab | Lab | Lab | Lab | Lab | Lab | Lab | Lab | Lab |  | 1
| No | No | 01 | 02 | 03 | 04 | 05 | 06 | 07 | 08 | 10 | 11 | 12 | 13 | 15 | 16 | 17 | 18 |  | ppm
|  |  | PF*MS | PF*MS | PF*MS | BF*OES/MS | PF*OES/MS | BF*MS | PF*MS | PF*OES/MS | PF*MS | BF*MS | PF*MS | PF*MS | PF*MS | PF*MS | BF*MS | PF*OES/MS |  | 2
3
| 1 | 1 | 1.954 | < 2 | 2 | 2.3742 | 2.1 | 1.88 | 1.96 | 2 | 2.28 | 1.75 | 2 | 1.84 | 2.03 | 2.08 | 1.9844 | 1.94 |  | 1
| 1 | 2 | 1.8125 | < 2 | 1.9 | 2.4388 | 2.1 | 1.89 | 1.97 | 2.3 | 2.31 | 1.83 | 2.06 | 1.89 | 2.11 | 1.78 | 1.9183 | 1.98 |  | #N/A
| 1 | 3 | 1.7886 | < 2 | 2.2 | 2.2835 | 2.2 | 1.89 | 1.97 | 2.1 | 2.08 | 1.81 | 1.82 | 1.94 | 1.92 | 2.05 | 1.9625 | 1.95 |  | 16
| 1 | 4 | 1.8484 | < 2 | 2 | 2.4229 | 2.1 | 1.87 | 2.03 | 1.8 | 2.22 | 1.79 | 2.05 | 1.86 | 1.83 | 1.9 | 1.9288 | 1.96 |  | 1.9542
| 1 | 5 | 1.8744 | < 2 | 2 | 2.2938 | 2.1 | 1.83 | 2.11 | 1.8 | 2.31 | 1.78 | 1.93 | 1.93 | 2 | 1.81 | 1.9203 | 1.98 |  | 22
| 1 | 6 | 1.8982 | < 2 | 2 | 2.4106 | 2.2 | 1.9 | 2 | 2.2 | 2.32 | 1.88 | 1.92 | 1.88 | 1.97 | 2.01 | 1.8987 | 1.98
| Mean |  | 1.8627 |  | 2.0167 | 2.3706 | 2.1333 | 1.8767 | 2.0067 | 2.0333 | 2.2533 | 1.8067 | 1.9633 | 1.89 | 1.9767 | 1.9383 | 1.9355 | 1.965
| Median |  | 1.8614 |  | 2 | 2.3924 | 2.1 | 1.885 | 1.985 | 2.05 | 2.295 | 1.8 | 1.965 | 1.885 | 1.985 | 1.955 | 1.9245 | 1.97
| Std Dev. |  | 0.0599 |  | 0.098319 | 0.067047 | 0.05164 | 0.025033 | 0.056804 | 0.20656 | 0.092448 | 0.045019 | 0.09136 | 0.038987 | 0.095847 | 0.12703 | 0.031769 | 0.017607
| Rel.Std.Dev. |  | 3.216% |  | 4.875% | 2.828% | 2.421% | 1.334% | 2.831% | 10.16% | 4.103% | 2.492% | 4.653% | 2.063% | 4.849% | 6.554% | 1.641% | 0.896%
| PDM3 |  | -4.684% |  | 3.195% | 21.31% | 9.165% | -3.969% | 2.684% | 4.048% | 15.31% | -7.55% | 0.4663% | -3.286% | 1.149% | -0.8129% | -0.9579% | 0.5516%
| Z-Score (Absolute) |  | 0.95 | 9.07 | 0.49 | 3.82 | 1.59 | 0.82 | 0.4 | 0.65 | 2.72 | 1.48 | 0.01 | 0.7 | 0.12 | 0.24 | 0.27 | 0.01
| Analytical results for Er in OREAS 48 (Certified Value 1.11 ppm) | [18 empty] | Certified
Er | Round | Replicate | Lab | Lab | Lab | Lab | Lab | Lab | Lab | Lab | Lab | Lab | Lab | Lab | Lab | Lab | Lab | Lab |  | 1
| No | No | 01 | 02 | 03 | 04 | 05 | 06 | 07 | 08 | 10 | 11 | 12 | 13 | 15 | 16 | 17 | 18 |  | ppm
|  |  | PF*MS | PF*MS | PF*MS | BF*OES/MS | PF*OES/MS | BF*MS | PF*MS | PF*OES/MS | PF*MS | BF*MS | PF*MS | PF*MS | PF*MS | PF*MS | BF*MS | PF*OES/MS |  | 2
3
| 1 | 1 | 1.0448 | < 2 | 1.1 | 1.113 | 1.1 | 1.36 | 1.19 | 1.1 | 1.29 | 1.02 | 1.04 | 1.15 | 1.08 | 1.38 | 1.0671 | 1.09 |  | 1
| 1 | 2 | 1.092 | < 2 | 1.1 | 1.0939 | 1.2 | 1.24 | 1.26 | 1 | 1.24 | 1.06 | 1.14 | 1.14 | 1.13 | 1.12 | 1.0905 | 1.1 |  | 10
| 1 | 3 | 1.0644 | < 2 | 1.1 | 1.1616 | 1.1 | 1.18 | 1.08 | 1.1 | 1.2 | 1.01 | 1.2 | 1.14 | 1.05 | 0.77 | 1.0605 | 1.13 |  | 16
| 1 | 4 | 1.0699 | < 2 | 1.2 | 1.152 | 1.2 | 1.2 | 1.08 | 1 | 1.2 | 1.08 | 1.14 | 1.14 | 1.38 | 1.06 | 1.0854 | 1.06 |  | 1.1114
| 1 | 5 | 1.0571 | < 2 | 1.1 | 1.0529 | 1.2 | 1.13 | 1.08 | 1.2 | 1.31 | 1.02 | 1.17 | 1.06 | 1.14 | 1.3 | 1.085 | 1.1 |  | 23
| 1 | 6 | 1.0935 | < 2 | 1.2 | 1.1467 | 1.2 | 1.24 | 1.14 | 1.1 | 1.33 | 1.06 | 1.2 | 1.16 | 1.14 | 1.04 | 1.0726 | 1.12
| Mean |  | 1.0703 |  | 1.1333 | 1.12 | 1.1667 | 1.225 | 1.1383 | 1.0833 | 1.2617 | 1.0417 | 1.1483 | 1.1317 | 1.1533 | 1.1117 | 1.0769 | 1.1
| Median |  | 1.0671 |  | 1.1 | 1.1298 | 1.2 | 1.22 | 1.11 | 1.1 | 1.265 | 1.04 | 1.155 | 1.14 | 1.135 | 1.09 | 1.0788 | 1.1
| Std Dev. |  | 0.019338 |  | 0.05164 | 0.041698 | 0.05164 | 0.07791 | 0.074409 | 0.075277 | 0.056362 | 0.028577 | 0.05947 | 0.036009 | 0.1169 | 0.21545 | 0.011885 | 0.024495
| Rel.Std.Dev. |  | 1.807% |  | 4.556% | 3.723% | 4.426% | 6.36% | 6.537% | 6.949% | 4.467% | 2.743% | 5.179% | 3.182% | 10.14% | 19.38% | 1.104% | 2.227%
| PDM3 |  | -3.701% |  | 1.971% | 0.7735% | 4.971% | 10.22% | 2.421% | -2.527% | 13.52% | -6.276% | 3.321% | 1.821% | 3.771% | 0.02199% | -3.111% | -1.028%
| Z-Score (Absolute) |  | 1.1 | 2.48 | 0.15 | 0.11 | 0.81 | 1.96 | 0.25 | 0.84 | 2.68 | 1.66 | 0.44 | 0.11 | 0.54 | 0.28 | 0.97 | 0.51
| Analytical results for Eu in OREAS 48 (Certified Value 0.87 ppm) | [18 empty] | Certified
Eu | Round | Replicate | Lab | Lab | Lab | Lab | Lab | Lab | Lab | Lab | Lab | Lab | Lab | Lab | Lab | Lab | Lab | Lab |  | 1
| No | No | 01 | 02 | 03 | 04 | 05 | 06 | 07 | 08 | 10 | 11 | 12 | 13 | 15 | 16 | 17 | 18 |  | ppm
|  |  | PF*MS | PF*MS | PF*MS | BF*OES/MS | PF*OES/MS | BF*MS | PF*MS | PF*OES/MS | PF*MS | BF*MS | PF*MS | PF*MS | PF*MS | PF*MS | BF*MS | PF*OES/MS |  | 2
3
| 1 | 1 | 0.83393 | < 2 | 0.8 | 0.83326 | 1 | 0.93 | 0.95 | 0.8 | 1.02 | 0.736 | 0.81 | 0.86 | 0.82 | 0.93 | 0.8673 | 0.87 |  | 1
| 1 | 2 | 0.85428 | < 2 | 1 | 0.89051 | 0.9 | 0.89 | 0.89 | 0.9 | 0.93 | 0.736 | 0.82 | 0.83 | 0.84 | 0.81 | 0.8734 | 0.87 |  | #N/A
| 1 | 3 | 0.8754 | < 2 | 1 | 0.90837 | 0.9 | 0.9 | 0.9 | 0.8 | 0.91 | 0.739 | 0.82 | 0.81 | 0.9 | 0.79 | 0.8535 | 0.88 |  | 16
| 1 | 4 | 0.86132 | < 2 | 0.8 | 0.91823 | 1 | 0.87 | 0.96 | 0.9 | 0.91 | 0.738 | 0.83 | 0.8 | 0.76 | 0.87 | 0.8731 | 0.88 |  | 0.87166
| 1 | 5 | 0.97088 | < 2 | 0.8 | 0.84976 | 1 | 0.95 | 0.92 | 0.9 | 0.95 | 0.742 | 0.82 | 0.81 | 0.88 | 0.92 | 0.8308 | 0.88 |  | 24
| 1 | 6 | 0.83085 | < 2 | 0.9 | 0.90727 | 1 | 0.86 | 0.86 | 0.9 | 0.98 | 0.741 | 0.85 | 0.84 | 0.86 | 0.89 | 0.8613 | 0.91
| Mean |  | 0.87111 |  | 0.88333 | 0.88457 | 0.96667 | 0.9 | 0.91333 | 0.86667 | 0.95 | 0.73867 | 0.825 | 0.825 | 0.84333 | 0.86833 | 0.8599 | 0.88167
| Median |  | 0.8578 |  | 0.85 | 0.89889 | 1 | 0.895 | 0.91 | 0.9 | 0.94 | 0.7385 | 0.82 | 0.82 | 0.85 | 0.88 | 0.8643 | 0.88
| Std Dev. |  | 0.051681 |  | 0.098319 | 0.034909 | 0.05164 | 0.034641 | 0.037771 | 0.05164 | 0.043359 | 0.0025033 | 0.013784 | 0.022583 | 0.049666 | 0.057417 | 0.016131 | 0.01472
| Rel.Std.Dev. |  | 5.933% |  | 11.13% | 3.946% | 5.342% | 3.849% | 4.136% | 5.958% | 4.564% | 0.3389% | 1.671% | 2.737% | 5.889% | 6.612% | 1.876% | 1.67%
| PDM3 |  | -0.06341% |  | 1.339% | 1.48% | 10.9% | 3.251% | 4.781% | -0.5732% | 8.987% | -15.26% | -5.353% | -5.353% | -3.25% | -0.382% | -1.349% | 1.148%
| Z-Score (Absolute) |  | 0 | 3.01 | NA | 0.31 | NA | 0.67 | 0.99 | NA | 1.84 | 3.09 | 1.08 | 1.08 | 0.65 | 0.06 | 0.26 | 0.25
Results from laboratories 3, 5 and 8 were removed due to their 0.1 ppm reading resolution.
| Analytical results for Fe in OREAS 48 (Certified Value 4.29 wt.%) | [18 empty] | Certified
Fe | Round | Replicate | Lab | Lab | Lab | Lab | Lab | Lab | Lab | Lab | Lab | Lab | Lab | Lab | Lab | Lab | Lab | Lab |  | 1
| No | No | 01 | 02 | 03 | 04 | 05 | 06 | 07 | 08 | 10 | 12 | 13 | 15 | 16 | 17 | 18 | 20 |  | wt.%
|  |  | PF*OES | PF*MS | PF*MS | BF*OES/MS | PF*OES/MS | PF*MS | PF*OES | PF*OES/MS | PF*MS | PF*MS | PF*MS | PF*MS | PF*MS | BF*MS | PF*OES/MS | PF*OES |  | 2
3
| 1 | 1 | 4.1803 | 4.2702 | 4.31 | 4.4014 | 4.21 | 4.12 | 4.34 | 4.32 | 4.1499 | 4.28 | 4.29 | 4.31 | 4.2 | 4.3722 | 4.43 | 4.714 |  | 1
| 1 | 2 | 4.1911 | 4.2536 | 4.3 | 4.42 | 4.25 | 4.18 | 4.38 | 4.32 | 4.162 | 4.35 | 4.3 | 4.63 | 4.14 | 4.2599 | 4.39 | 4.567 |  | #N/A
| 1 | 3 | 4.1939 | 4.2936 | 4.29 | 4.4422 | 4.31 | 4.13 | 4.56 | 4.34 | 4.3335 | 4.21 | 4.38 | 4.36 | 4.25 | 4.2426 | 4.43 | 4.595 |  | 16
| 1 | 4 | 4.1912 | 4.2178 | 4.35 | 4.3939 | 4.2 | 4.11 | 4.51 | 4.36 | 4.2377 | 4.32 | 4.31 | 4.51 | 4.3 | 4.2463 | 4.48 | 4.295 |  | 4.2924
| 1 | 5 | 4.1277 | 4.2943 | 4.31 | 4.3386 | 4.27 | 4.08 | 4.46 | 4.32 | 4.3224 | 4.26 | 4.31 | 4.32 | 4.32 | 4.2752 | 4.28 | 4.644 |  | 25
| 1 | 6 | 4.1848 | 4.1795 | 4.3 | 4.2514 | 4.23 | 4.16 | 4.51 | 4.34 | 4.1174 | 4.4 | 4.3 | 4.13 | 4.32 | 4.2851 | 4.41 | 4.875
| Mean |  | 4.1782 | 4.2515 | 4.31 | 4.3746 | 4.245 | 4.13 | 4.46 | 4.3333 | 4.2205 | 4.3033 | 4.315 | 4.3767 | 4.255 | 4.2802 | 4.4033 | 4.615
| Median |  | 4.188 | 4.2619 | 4.305 | 4.3976 | 4.24 | 4.125 | 4.485 | 4.33 | 4.1998 | 4.3 | 4.305 | 4.34 | 4.275 | 4.2675 | 4.42 | 4.6195
| Std Dev. |  | 0.025232 | 0.045339 | 0.020976 | 0.069586 | 0.040866 | 0.035777 | 0.084617 | 0.01633 | 0.092179 | 0.067725 | 0.032711 | 0.17363 | 0.073144 | 0.047933 | 0.067429 | 0.19149
| Rel.Std.Dev. |  | 0.6039% | 1.066% | 0.4867% | 1.591% | 0.9627% | 0.8663% | 1.897% | 0.3768% | 2.184% | 1.574% | 0.7581% | 3.967% | 1.719% | 1.12% | 1.531% | 4.149%
| PDM3 |  | -2.661% | -0.9528% | 0.4101% | 1.915% | -1.104% | -3.783% | 3.905% | 0.9537% | -1.675% | 0.2548% | 0.5266% | 1.963% | -0.8712% | -0.2842% | 2.584% | 7.516%
| Z-Score (Absolute) |  | 1.34 | 0.57 | 0.03 | 0.71 | 0.64 | 1.84 | 1.6 | 0.28 | 0.9 | 0.03 | 0.09 | 0.73 | 0.54 | 0.28 | 1.01 | 3.21
| Analytical results for Ga in OREAS 48 (Certified Value 20.6 ppm) | [18 empty] | Certified
Ga | Round | Replicate | Lab | Lab | Lab | Lab | Lab | Lab | Lab | Lab | Lab | Lab | Lab | Lab | Lab | Lab |  |  |  | 1
| No | No | 01 | 03 | 04 | 05 | 06 | 07 | 08 | 10 | 12 | 13 | 15 | 16 | 17 | 18 |  |  |  | ppm
|  |  | PF*MS | PF*MS | BF*OES/MS | PF*OES/MS | PF*MS | PF*MS | PF*OES/MS | PF*MS | PF*MS | PF*MS | PF*MS | PF*MS | BF*MS | PF*OES/MS |  |  |  | 1
2
| 1 | 1 | 18.8322 | 21 | 19.3941 | 22 | 22 | 20 | 21 | 22 | 17.1 | 21.7 | 20.7 | 21.4 | 19.7474 | 21 |  |  |  | 1
| 1 | 2 | 18.4629 | 20 | 19.8749 | 22 | 21 | 21 | 20.5 | 22 | 18 | 19.8 | 22.6 | 21.5 | 19.4011 | 22 |  |  |  | #N/A
| 1 | 3 | 18.896 | 22 | 19.2327 | 22 | 21 | 20 | 20.2 | 21 | 17.8 | 21.3 | 20 | 21.4 | 19.2007 | 21 |  |  |  | 16
| 1 | 4 | 18.8268 | 21 | 19.9805 | 22 | 21 | 20 | 20.8 | 21 | 18.4 | 20.6 | 21 | 20.2 | 19.0902 | 22 |  |  |  | 20.6338
| 1 | 5 | 18.5829 | 20 | 19.1826 | 22 | 21 | 20 | 20.1 | 22 | 17.2 | 21.2 | 20.2 | 21.8 | 19.344 | 21 |  |  |  | 26
| 1 | 6 | 18.6411 | 21 | 18.9829 | 22 | 21 | 19 | 20.4 | 21 | 17.9 | 21.1 | 21.6 | 19.6 | 19.4047 | 22
| Mean |  | 18.707 | 20.8333 | 19.4413 | 22 | 21.1667 | 20 | 20.5 | 21.5 | 17.7333 | 20.95 | 21.0167 | 20.9833 | 19.3647 | 21.5
| Median |  | 18.734 | 21 | 19.3134 | 22 | 21 | 20 | 20.45 | 21.5 | 17.85 | 21.15 | 20.85 | 21.4 | 19.3726 | 21.5
| Std Dev. |  | 0.17035 | 0.75277 | 0.40037 | 0 | 0.40825 | 0.63246 | 0.34641 | 0.54772 | 0.49666 | 0.66558 | 0.96419 | 0.87274 | 0.22453 | 0.54772
| Rel.Std.Dev. |  | 0.9106% | 3.613% | 2.059% | 0% | 1.929% | 3.162% | 1.69% | 2.548% | 2.801% | 3.177% | 4.588% | 4.159% | 1.159% | 2.548%
| PDM3 |  | -9.338% | 0.9669% | -5.78% | 6.621% | 2.582% | -3.072% | -0.6485% | 4.198% | -14.06% | 1.532% | 1.855% | 1.694% | -6.151% | 4.198%
| Z-Score (Absolute) |  | 2.42 | 0.06 | 1.61 | 1.23 | 0.3 | 0.99 | 0.43 | 0.67 | 3.5 | 0.06 | 0.14 | 0.1 | 1.69 | 0.67
| Analytical results for Gd in OREAS 48 (Certified Value 2.48 ppm) | [18 empty] | Certified
Gd | Round | Replicate | Lab | Lab | Lab | Lab | Lab | Lab | Lab | Lab | Lab | Lab | Lab | Lab | Lab | Lab | Lab | Lab |  | 1
| No | No | 01 | 02 | 03 | 04 | 05 | 06 | 07 | 08 | 10 | 11 | 12 | 13 | 15 | 16 | 17 | 18 |  | ppm
|  |  | PF*MS | PF*MS | PF*MS | BF*OES/MS | PF*OES/MS | BF*MS | PF*MS | PF*OES/MS | PF*MS | BF*MS | PF*MS | PF*MS | PF*MS | PF*MS | BF*MS | PF*OES/MS |  | 2
3
| 1 | 1 | 3.9264 | 3 | 2.4 | 2.9682 | 2.4 | 2.27 | 2.47 | 2.5 | 2.65 | 2.48 | 2.37 | 2.5 | 2.4 | 2.71 | 2.6042 | < 3 |  | 1
| 1 | 2 | 3.5911 | 3 | 2.7 | 3.0729 | 2.3 | 2.17 | 2.61 | 2.9 | 2.69 | 2.47 | 2.36 | 2.69 | 2.68 | 2.4 | 2.5152 | < 3 |  | #N/A
| 1 | 3 | 3.7237 | 2 | 2.6 | 2.9606 | 2.4 | 2.12 | 2.63 | 2.6 | 2.48 | 2.45 | 2.47 | 2.7 | 2.28 | 2.16 | 2.4817 | < 3 |  | 16
| 1 | 4 | 3.6145 | 3 | 2.4 | 3.209 | 2.3 | 2.27 | 2.7 | 2.3 | 2.34 | 2.44 | 2.51 | 2.61 | 2.63 | 2.62 | 2.3333 | < 3 |  | 2.4819
| 1 | 5 | 3.82 | 3 | 2.5 | 3.1333 | 2.3 | 2.21 | 2.77 | 2.8 | 2.76 | 2.51 | 2.34 | 2.5 | 2.37 | 2.35 | 2.4031 | < 3 |  | 27
| 1 | 6 | 3.7601 | 3 | 2.5 | 3.0369 | 2.3 | 2.14 | 2.75 | 2.4 | 2.78 | 2.43 | 2.39 | 2.69 | 2.28 | 2.69 | 2.4706 | < 3
| Mean |  | 3.7393 | 2.8333 | 2.5167 | 3.0635 | 2.3333 | 2.1967 | 2.655 | 2.5833 | 2.6167 | 2.4633 | 2.4067 | 2.615 | 2.44 | 2.4883 | 2.468
| Median |  | 3.7419 | 3 | 2.5 | 3.0549 | 2.3 | 2.19 | 2.665 | 2.55 | 2.67 | 2.46 | 2.38 | 2.65 | 2.385 | 2.51 | 2.4762
| Std Dev. |  | 0.12628 | 0.40825 | 0.1169 | 0.096436 | 0.05164 | 0.064395 | 0.11059 | 0.23166 | 0.17259 | 0.029439 | 0.067725 | 0.094816 | 0.17401 | 0.21995 | 0.09309
| Rel.Std.Dev. |  | 3.377% | 14.41% | 4.645% | 3.148% | 2.213% | 2.931% | 4.165% | 8.968% | 6.596% | 1.195% | 2.814% | 3.626% | 7.132% | 8.839% | 3.772%
| PDM3 |  | 50.66% | 14.16% | 1.4% | 23.43% | -5.987% | -11.49% | 6.974% | 4.086% | 5.429% | -0.7488% | -3.032% | 5.362% | -1.689% | 0.2585% | -0.5601%
| Z-Score (Absolute) |  | 6.66 | NA | 0.15 | 3.06 | 0.83 | 1.55 | 0.89 | 0.51 | 0.68 | 0.13 | 0.43 | 0.67 | 0.26 | 0 | 0.11 | 5.26
Results from laboratory 2 were removed due to their 1 ppm reading resolution.
| Analytical results for Ge in OREAS 48 (Certified Value 1.17 ppm) | [18 empty] | Certified
Ge | Round | Replicate | Lab | Lab | Lab | Lab | Lab | Lab | Lab | Lab | Lab | Lab | Lab | Lab | [5 empty] | 1
| No | No | 01 | 04 | 05 | 07 | 08 | 10 | 12 | 13 | 15 | 16 | 17 | 18 | [5 empty] | ppm
|  |  | PF*MS | BF*OES/MS | PF*OES/MS | PF*MS | PF*OES/MS | PF*MS | PF*MS | PF*MS | PF*MS | PF*MS | BF*MS | PF*OES/MS | [5 empty] | 2
2
| 1 | 1 | 0.2871 | 1.2212 | 1 | 1 | 1.1 | 2 | 1.4 | 1.2 | 2.3 | 1.7 | 0.948 | < 2 | [5 empty] | 1
| 1 | 2 | 0.21525 | 1.3148 | 1 | 1 | 1.2 | 1 | 1.4 | 0.9 | 2.5 | 1.5 | 0.9166 | < 2 | [5 empty] | 8
| 1 | 3 | 0.2718 | 1.2045 | 1 | 1 | 1.3 | 1 | 1.3 | 1.2 | 2.2 | 1.7 | 1.02 | < 2 | [5 empty] | 16
| 1 | 4 | 0.2179 | 1.2563 | 1 | 1 | 1.1 | 1 | 1.5 | 1.2 | 1.6 | 1.3 | 0.914 | < 2 | [5 empty] | 1.1661
| 1 | 5 | 0.29175 | 1.4063 | 1 | 1 | 1 | 1 | 1.5 | 1.2 | 1.7 | 1.8 | 0.9282 | < 2 | [5 empty] | 28
| 1 | 6 | 0.25115 | 1.2065 | 1 | 1 | 1.3 | 1 | 1.5 | 1.1 | 1.9 | 1.1 | 0.9446 | < 2
| Mean |  | 0.25583 | 1.2683 | 1 | 1 | 1.1667 | 1.1667 | 1.4333 | 1.1333 | 2.0333 | 1.5167 | 0.94523
| Median |  | 0.26148 | 1.2388 | 1 | 1 | 1.15 | 1 | 1.45 | 1.2 | 2.05 | 1.6 | 0.9364
| Std Dev. |  | 0.033557 | 0.079344 | 0 | 0 | 0.12111 | 0.40825 | 0.08165 | 0.12111 | 0.3559 | 0.27142 | 0.039201
| Rel.Std.Dev. |  | 13.12% | 6.256% | 0% | 0% | 10.38% | 34.99% | 5.696% | 10.69% | 17.5% | 17.9% | 4.147%
| PDM3 |  | -78.06% | 8.759% | -14.25% | -14.25% | 0.04555% | 0.04555% | 22.91% | -2.813% | 74.37% | 30.06% | -18.94%
| Z-Score (Absolute) |  | 4.02 | 0.53 | 0.67 | 0.67 | 0.07 | 0.07 | 1.27 | 0.07 | 3.97 | 1.65 | 0.92 | 0.67
| Analytical results for Hf in OREAS 48 (Indicative Value 2.76 ppm) | [18 empty] | Indicative
Hf | Round | Replicate | Lab | Lab | Lab | Lab | Lab | [12 empty] | 1
| No | No | 03 | 04 | 07 | 10 | 17 | [12 empty] | ppm
|  |  | PF*MS | BF*OES/MS | PF*MS | PF*MS | BF*MS | [12 empty] | 2
2
| 1 | 1 | 2.9 | 2.6939 | 3 | 3 | 2.5881 | [12 empty] | 1
| 1 | 2 | 2.6 | 2.6315 | 3 | 4 | 2.6817 | [12 empty] | 4
| 1 | 3 | 2.7 | 2.7776 | 3 | 3 | 2.6034 | [12 empty] | 16
| 1 | 4 | 2.8 | 2.6873 | 3 | 4 | 2.6802 | [12 empty] | 2.7592
| 1 | 5 | 2.8 | 2.4535 | 3 | 4 | 2.7179 | [12 empty] | 10
| 1 | 6 | 2.8 | 2.5178 | 3 | 4 | 2.5871
| Mean |  | 2.7667 | 2.6269 | 3 | 3.6667 | 2.6431
| Median |  | 2.8 | 2.6594 | 3 | 4 | 2.6418
| Std Dev. |  | 0.10328 | 0.12067 | 0 | 0.5164 | 0.056918
| Rel.Std.Dev. |  | 3.733% | 4.594% | 0% | 14.08% | 2.153%
| PDM3 |  | 0.272% | -4.793% | 8.729% | 32.89% | -4.208%
| Z-Score (Absolute) |  | 0 | 0.67 | 1.13 | 4.34 | 0.6
| Analytical results for Ho in OREAS 48 (Certified Value 0.38 ppm) | [18 empty] | Certified
Ho | Round | Replicate | Lab | Lab | Lab | Lab | Lab | Lab | Lab | Lab | Lab | Lab | Lab | Lab | Lab | Lab | Lab | Lab |  | 1
| No | No | 01 | 02 | 03 | 04 | 05 | 06 | 07 | 08 | 10 | 11 | 12 | 13 | 15 | 16 | 17 | 18 |  | ppm
|  |  | PF*MS | PF*MS | PF*MS | BF*OES/MS | PF*OES/MS | BF*MS | PF*MS | PF*OES/MS | PF*MS | BF*MS | PF*MS | PF*MS | PF*MS | PF*MS | BF*MS | PF*OES/MS |  | 2
3
| 1 | 1 | 0.35662 | < 2 | 0.4 | 0.54095 | 0.3 | 0.33 | 0.36 | 0.4 | 0.48 | 0.33 | 0.36 | 0.38 | 0.38 | 0.41 | 0.3694 | 0.39 |  | 1
| 1 | 2 | 0.36249 | < 2 | 0.4 | 0.50987 | 0.3 | 0.31 | 0.39 | 0.4 | 0.45 | 0.36 | 0.36 | 0.41 | 0.4 | 0.4 | 0.3758 | 0.39 |  | #N/A
| 1 | 3 | 0.33764 | < 2 | 0.5 | 0.46776 | 0.3 | 0.32 | 0.35 | 0.4 | 0.42 | 0.37 | 0.36 | 0.35 | 0.36 | 0.52 | 0.3663 | 0.39 |  | 16
| 1 | 4 | 0.35179 | < 2 | 0.4 | 0.49693 | 0.3 | 0.31 | 0.39 | 0.4 | 0.45 | 0.36 | 0.41 | 0.36 | 0.39 | 0.48 | 0.3706 | 0.4 |  | 0.37588
| 1 | 5 | 0.41044 | < 2 | 0.4 | 0.48039 | 0.3 | 0.32 | 0.39 | 0.4 | 0.48 | 0.35 | 0.34 | 0.39 | 0.39 | 0.34 | 0.3751 | 0.4 |  | 29
| 1 | 6 | 0.36536 | < 2 | 0.4 | 0.5247 | 0.3 | 0.32 | 0.39 | 0.4 | 0.49 | 0.34 | 0.36 | 0.38 | 0.37 | 0.44 | 0.371 | 0.4
| Mean |  | 0.36406 |  | 0.41667 | 0.50343 | 0.3 | 0.31833 | 0.37833 | 0.4 | 0.46167 | 0.35167 | 0.365 | 0.37833 | 0.38167 | 0.43167 | 0.37137 | 0.395
| Median |  | 0.35955 |  | 0.4 | 0.5034 | 0.3 | 0.32 | 0.39 | 0.4 | 0.465 | 0.355 | 0.36 | 0.38 | 0.385 | 0.425 | 0.3708 | 0.395
| Std Dev. |  | 0.024734 |  | 0.040825 | 0.027375 | 0 | 0.0075277 | 0.018348 | 6.0809e-17 | 0.026394 | 0.01472 | 0.023452 | 0.02137 | 0.01472 | 0.063377 | 0.0035736 | 0.0054772
| Rel.Std.Dev. |  | 6.794% |  | 9.798% | 5.438% | 0% | 2.365% | 4.85% | 1.52e-14% | 5.717% | 4.186% | 6.425% | 5.648% | 3.857% | 14.68% | 0.9623% | 1.387%
| PDM3 |  | -3.146% |  | 10.85% | 33.93% | -20.19% | -15.31% | 0.6526% | 6.417% | 22.82% | -6.442% | -2.895% | 0.6526% | 1.539% | 14.84% | -1.201% | 5.087%
| Z-Score (Absolute) |  | 0.58 | 25.15 | NA | 5.06 | NA | 2.43 | 0 | NA | 3.37 | 1.08 | 0.54 | 0 | 0.13 | 2.16 | 0.28 | 0.67
| Analytical results for In in OREAS 48 (Certified Value < 0.3 ppm) | [18 empty] | Certified
In | Round | Replicate | Lab | Lab | Lab | Lab | Lab | Lab | Lab | Lab | Lab | Lab | [7 empty] | 1
| No | No | 05 | 07 | 08 | 10 | 12 | 13 | 15 | 16 | 17 | 18 | [7 empty] | ppm
|  |  | PF*OES/MS | PF*MS | PF*OES/MS | PF*MS | PF*MS | PF*MS | PF*MS | PF*MS | BF*MS | PF*OES/MS | [7 empty] | 2
2
| 1 | 1 | < 0.1 | < 0.2 | < 0.2 | < 0.2 | < 0.3 | < 0.3 | < 0.3 | < 0.3 | 0.0288 | < 0.3 | [7 empty] | 1
| 1 | 2 | < 0.1 | < 0.2 | < 0.2 | < 0.2 | < 0.3 | < 0.3 | < 0.3 | 0.3 | 0.033 | < 0.3 | [7 empty] | #N/A
| 1 | 3 | < 0.1 | < 0.2 | < 0.2 | < 0.2 | < 0.3 | < 0.3 | < 0.3 | < 0.3 | 0.0386 | < 0.3 | [7 empty] | 16
| 1 | 4 | < 0.1 | < 0.2 | < 0.2 | < 0.2 | < 0.3 | < 0.3 | < 0.3 | < 0.3 | 0.0254 | < 0.3 | [7 empty] | < 0.3
| 1 | 5 | < 0.1 | < 0.2 | < 0.2 | < 0.2 | < 0.3 | < 0.3 | < 0.3 | < 0.3 | 0.0361 | < 0.3 | [7 empty] | 30
| 1 | 6 | < 0.1 | < 0.2 | < 0.2 | < 0.2 | < 0.3 | < 0.3 | < 0.3 | < 0.3 | 0.0362 | < 0.3
| Mean | [8 empty] | 0.3 | 0.033017
| Median | [8 empty] | 0.3 | 0.03455
| Std Dev. | [9 empty] | 0.0050321
| Rel.Std.Dev. | [9 empty] | 15.24%
PDM3
| Z-Score (Absolute) |  | 2.02 | 0.67 | 0.67 | 0.67 | 0.67 | 0.67 | 0.67 | 1.35 | 2.48 | 0.67
| Analytical results for K in OREAS 48 (Certified Value 1.18 wt.%) | [18 empty] | Certified
K | Round | Replicate | Lab | Lab | Lab | Lab | Lab | Lab | Lab | Lab | Lab | Lab | Lab | Lab | Lab | Lab | Lab |  |  | 1
| No | No | 02 | 03 | 04 | 05 | 06 | 07 | 08 | 10 | 12 | 13 | 15 | 16 | 17 | 18 | 20 |  |  | wt.%
|  |  | PF*MS | PF*OES | BF*OES/MS | PF*OES/MS | PF*MS | PF*OES | PF*OES/MS | PF*MS | PF*MS | PF*MS | PF*MS | PF*MS | BF*MS | PF*OES/MS | PF*OES |  |  | 2
3
| 1 | 1 | 1.2099 | 1.16 | 1.1968 | 1.14 | 1.15 | 1.2 | 1.1 | 1.191 | 1.24 | 1.18 | 1.16 | 1.16 | 1.2221 | 1.22 | 1.2172 |  |  | 1
| 1 | 2 | 1.1709 | 1.15 | 1.2001 | 1.14 | 1.17 | 1.2 | 1.1 | 1.2064 | 1.2 | 1.19 | 1.18 | 1.14 | 1.1894 | 1.22 | 1.1924 |  |  | #N/A
| 1 | 3 | 1.2018 | 1.16 | 1.1892 | 1.17 | 1.16 | 1.3 | 1.1 | 1.1964 | 1.23 | 1.18 | 1.14 | 1.14 | 1.1877 | 1.22 | 1.1014 |  |  | 16
| 1 | 4 | 1.1988 | 1.18 | 1.1883 | 1.19 | 1.15 | 1.3 | 1.2 | 1.1867 | 1.2 | 1.2 | 1.22 | 1.19 | 1.1987 | 1.2 | 1.3382 |  |  | 1.1833
| 1 | 5 | 1.1747 | 1.14 | 1.183 | 1.15 | 1.14 | 1.3 | 1.1 | 1.2568 | 1.25 | 1.2 | 1.1 | 1.16 | 1.2045 | 1.22 | 1.1313 |  |  | 31
| 1 | 6 | 1.1728 | 1.18 | 1.1994 | 1.18 | 1.17 | 1.3 | 1.1 | 1.2133 | 1.26 | 1.19 | 1.06 | 1.2 | 1.2117 | 1.25 | 1.0804
| Mean |  | 1.1882 | 1.1617 | 1.1928 | 1.1617 | 1.1567 | 1.2667 | 1.1167 | 1.2084 | 1.23 | 1.19 | 1.1433 | 1.165 | 1.2023 | 1.2217 | 1.1768
| Median |  | 1.1867 | 1.16 | 1.193 | 1.16 | 1.155 | 1.3 | 1.1 | 1.2014 | 1.235 | 1.19 | 1.15 | 1.16 | 1.2016 | 1.22 | 1.1618
| Std Dev. |  | 0.017245 | 0.016021 | 0.0069767 | 0.02137 | 0.012111 | 0.05164 | 0.040825 | 0.025645 | 0.025298 | 0.0089443 | 0.057155 | 0.0251 | 0.013248 | 0.016021 | 0.094855
| Rel.Std.Dev. |  | 1.451% | 1.379% | 0.5849% | 1.84% | 1.047% | 4.077% | 3.656% | 2.122% | 2.057% | 0.7516% | 4.999% | 2.154% | 1.102% | 1.311% | 8.06%
| PDM3 |  | 0.4095% | -1.829% | 0.8027% | -1.829% | -2.251% | 7.045% | -5.632% | 2.124% | 3.946% | 0.5658% | -3.378% | -1.547% | 1.607% | 3.242% | -0.549%
| Z-Score (Absolute) |  | 0 | 0.67 | 0.12 | 0.67 | 0.8 | 2 | 1.82 | 0.52 | 1.07 | 0.05 | 1.14 | 0.59 | 0.36 | 0.85 | 0.29
| Analytical results for La in OREAS 48 (Certified Value 16.9 ppm) | [18 empty] | Certified
La | Round | Replicate | Lab | Lab | Lab | Lab | Lab | Lab | Lab | Lab | Lab | Lab | Lab | Lab | Lab | Lab | Lab | Lab |  | 1
| No | No | 01 | 02 | 03 | 04 | 05 | 06 | 07 | 08 | 10 | 11 | 12 | 13 | 15 | 16 | 17 | 18 |  | ppm
|  |  | PF*MS | PF*MS | PF*MS | BF*OES/MS | PF*OES/MS | BF*MS | PF*MS | PF*OES/MS | PF*MS | BF*MS | PF*MS | PF*MS | PF*MS | PF*MS | BF*MS | PF*OES/MS |  | 1
2
| 1 | 1 | 13.9622 | 16 | 17 | 24.1671 | 18.5 | 19.6 | 16.4 | 17.2 | 18.8 | 20.24 | 14.9 | 16.2 | 16.6 | 18.15 | 16.1627 | 16.14 |  | 1
| 1 | 2 | 13.7158 | 16 | 18 | 20.474 | 18.1 | 21.09 | 17.3 | 17.1 | 18.7 | 22.71 | 16.6 | 15.7 | 17.7 | 16.4 | 16.4459 | 15.99 |  | #N/A
| 1 | 3 | 13.6098 | 16 | 19.6 | 21.1477 | 18.3 | 21.06 | 17.2 | 17 | 18.888 | 22.38 | 15.15 | 15.65 | 16.4 | 16.8 | 16.2706 | 16.12 |  | 16
| 1 | 4 | 13.94 | 17 | 16.9 | 23.4677 | 18.7 | 19.17 | 16.5 | 17.2 | 19.6 | 21.47 | 15.95 | 15.85 | 16.95 | 16.6 | 16.0096 | 15.75 |  | 16.8827
| 1 | 5 | 13.6813 | 17 | 16.3 | 22.6549 | 18.1 | 19.52 | 16.7 | 17.7 | 18.54 | 19.61 | 15.3 | 15.55 | 17.1 | 18.05 | 15.9935 | 15.87 |  | 32
| 1 | 6 | 13.8784 | 15 | 17.5 | 22.9986 | 18.2 | 20.03 | 16.4 | 17.3 | 18.8 | 21.66 | 16.05 | 16.5 | 15.8 | 17 | 15.9806 | 15.68
| Mean |  | 13.7979 | 16.1667 | 17.55 | 22.485 | 18.3167 | 20.0783 | 16.75 | 17.25 | 18.888 | 21.345 | 15.6583 | 15.9083 | 16.7583 | 17.1667 | 16.1438 | 15.925
| Median |  | 13.7971 | 16 | 17.25 | 22.8267 | 18.25 | 19.815 | 16.6 | 17.2 | 18.8 | 21.565 | 15.625 | 15.775 | 16.775 | 16.9 | 16.0861 | 15.93
| Std Dev. |  | 0.14794 | 0.75277 | 1.1572 | 1.4086 | 0.24014 | 0.81916 | 0.40373 | 0.2429 | 0.36848 | 1.2067 | 0.64608 | 0.36799 | 0.64994 | 0.75078 | 0.18705 | 0.19087
| Rel.Std.Dev. |  | 1.072% | 4.656% | 6.593% | 6.264% | 1.311% | 4.08% | 2.41% | 1.408% | 1.951% | 5.653% | 4.126% | 2.313% | 3.878% | 4.373% | 1.159% | 1.199%
| PDM3 |  | -18.27% | -4.241% | 3.952% | 33.18% | 8.494% | 18.93% | -0.7861% | 2.175% | 11.88% | 26.43% | -7.252% | -5.771% | -0.7368% | 1.682% | -4.377% | -5.673%
| Z-Score (Absolute) |  | 2.04 | 0.51 | 0.38 | 3.56 | 0.87 | 2.01 | 0.14 | 0.19 | 1.24 | 2.83 | 0.84 | 0.68 | 0.13 | 0.13 | 0.53 | 0.67
| Analytical results for Li in OREAS 48 (Certified Value 19.8 ppm) | [18 empty] | Certified
Li | Round | Replicate | Lab | Lab | Lab | Lab | Lab | Lab | Lab | Lab | Lab | Lab | Lab | Lab | Lab |  |  |  |  | 1
| No | No | 01 | 02 | 03 | 05 | 07 | 08 | 10 | 12 | 13 | 15 | 16 | 18 | 20 |  |  |  |  | ppm
|  |  | PF*MS | PF*MS | PF*MS | PF*OES/MS | PF*OES | PF*OES/MS | PF*MS | PF*MS | PF*MS | PF*MS | PF*MS | PF*OES/MS | PF*OES |  |  |  |  | 1
2
| 1 | 1 | 17.389 | 18 | 19 | 21 | 22 | 20 | 21 | 29 | 15 | 20 | 19 | 22 | 18.41 |  |  |  |  | 1
| 1 | 2 | 17.624 | 21 | 19 | 21 | 20 | 18 | 21 | 22 | 14 | 22 | 19 | 23 | 17.85 |  |  |  |  | #N/A
| 1 | 3 | 17.311 | 18 | 20 | 21 | 19 | 20 | 20 | 30 | 14 | 19 | 19 | 22 | 18.39 |  |  |  |  | 16
| 1 | 4 | 17.907 | 20 | 20 | 21 | 18 | 20 | 22 | 23 | 14 | 22 | 22 | 20 | 17.47 |  |  |  |  | 19.813
| 1 | 5 | 17.882 | 19 | 20 | 21 | 20 | 19 | 20 | 27 | 14 | 19 | 19 | 23 | 19.1 |  |  |  |  | 33
| 1 | 6 | 17.672 | 17 | 21 | 22 | 19 | 20 | 22 | 28 | 15 | 21 | 20 | 23 | 19.45
| Mean |  | 17.6308 | 18.8333 | 19.8333 | 21.1667 | 19.6667 | 19.5 | 21 | 26.5 | 14.3333 | 20.5 | 19.6667 | 22.1667 | 18.445
| Median |  | 17.648 | 18.5 | 20 | 21 | 19.5 | 20 | 21 | 27.5 | 14 | 20.5 | 19 | 22.5 | 18.4
| Std Dev. |  | 0.24571 | 1.472 | 0.75277 | 0.40825 | 1.3663 | 0.83666 | 0.89443 | 3.2711 | 0.5164 | 1.3784 | 1.2111 | 1.169 | 0.74134
| Rel.Std.Dev. |  | 1.394% | 7.816% | 3.795% | 1.929% | 6.947% | 4.291% | 4.259% | 12.34% | 3.603% | 6.724% | 6.158% | 5.274% | 4.019%
| PDM3 |  | -11.01% | -4.944% | 0.1029% | 6.832% | -0.7383% | -1.58% | 5.991% | 33.75% | -27.66% | 3.468% | -0.7383% | 11.88% | -6.904%
| Z-Score (Absolute) |  | 1.12 | 0.46 | 0.09 | 0.83 | 0 | 0.09 | 0.74 | 3.77 | 2.94 | 0.46 | 0 | 1.38 | 0.67
| Analytical results for Lu in OREAS 48 (Certified Value 0.15 ppm) | [18 empty] | Certified
Lu | Round | Replicate | Lab | Lab | Lab | Lab | Lab | Lab | Lab | Lab | Lab | Lab | Lab | Lab | Lab | Lab | Lab |  |  | 1
| No | No | 01 | 02 | 03 | 04 | 05 | 06 | 07 | 10 | 11 | 12 | 13 | 15 | 16 | 17 | 18 |  |  | ppm
|  |  | PF*MS | PF*MS | PF*MS | BF*OES/MS | PF*OES/MS | BF*MS | PF*MS | PF*MS | BF*MS | PF*MS | PF*MS | PF*MS | PF*MS | BF*MS | PF*OES/MS |  |  | 2
2
| 1 | 1 | 0.1189 | < 2 | 0.2 | 0.23126 | 0.19 | 0.15 | 0.17 | 0.18 | 0.14 | 0.15 | 0.15 | 0.14 | 0.16 | 0.1596 | 0.16 |  |  | 1
| 1 | 2 | 0.1321 | < 2 | 0.2 | 0.18369 | 0.19 | 0.14 | 0.15 | 0.18 | 0.13 | 0.16 | 0.16 | 0.16 | 0.13 | 0.1595 | 0.16 |  |  | #N/A
| 1 | 3 | 0.144 | < 2 | 0.2 | 0.19914 | 0.18 | 0.15 | 0.14 | 0.18 | 0.14 | 0.15 | 0.15 | 0.15 | 0.19 | 0.1665 | 0.16 |  |  | 16
| 1 | 4 | 0.1315 | < 2 | 0.1 | 0.20523 | 0.17 | 0.14 | 0.15 | 0.18 | 0.13 | 0.16 | 0.14 | 0.12 | 0.13 | 0.1564 | 0.16 |  |  | 0.15461
| 1 | 5 | 0.1401 | < 2 | 0.2 | 0.18973 | 0.18 | 0.15 | 0.15 | 0.19 | 0.13 | 0.14 | 0.14 | 0.15 | 0.16 | 0.1628 | 0.16 |  |  | 34
| 1 | 6 | 0.1434 | < 2 | 0.2 | 0.1881 | 0.19 | 0.14 | 0.16 | 0.17 | 0.15 | 0.14 | 0.14 | 0.15 | 0.24 | 0.1534 | 0.17
| Mean |  | 0.135 |  | 0.18333 | 0.19953 | 0.18333 | 0.145 | 0.15333 | 0.18 | 0.13667 | 0.15 | 0.14667 | 0.145 | 0.16833 | 0.1597 | 0.16167
| Median |  | 0.1361 |  | 0.2 | 0.19443 | 0.185 | 0.145 | 0.15 | 0.18 | 0.135 | 0.15 | 0.145 | 0.15 | 0.16 | 0.15955 | 0.16
| Std Dev. |  | 0.0095649 |  | 0.040825 | 0.017419 | 0.008165 | 0.0054772 | 0.010328 | 0.0063246 | 0.008165 | 0.0089443 | 0.008165 | 0.013784 | 0.041673 | 0.0046148 | 0.0040825
| Rel.Std.Dev. |  | 7.085% |  | 22.27% | 8.73% | 4.454% | 3.777% | 6.736% | 3.514% | 5.974% | 5.963% | 5.567% | 9.506% | 24.76% | 2.89% | 2.525%
| PDM3 |  | -12.69% |  | 18.57% | 29.05% | 18.57% | -6.218% | -0.8282% | 16.42% | -11.61% | -2.984% | -5.14% | -6.218% | 8.873% | 3.29% | 4.562%
| Z-Score (Absolute) |  | 1.24 | 48.75 | NA | 2.49 | 1.55 | 0.67 | 0.18 | 1.36 | 1.15 | 0.38 | 0.57 | 0.67 | 0.68 | 0.18 | 0.3
Results from laboratory 3 were removed due to their 0.1 ppm reading resolution.
| Analytical results for Mg in OREAS 48 (Certified Value 1.72 wt.%) | [18 empty] | Certified
Mg | Round | Replicate | Lab | Lab | Lab | Lab | Lab | Lab | Lab | Lab | Lab | Lab | Lab | Lab | Lab | Lab | Lab |  |  | 1
| No | No | 01 | 03 | 04 | 05 | 06 | 07 | 08 | 10 | 12 | 13 | 15 | 16 | 17 | 18 | 20 |  |  | wt.%
|  |  | PF*OES | PF*OES | BF*OES/MS | PF*OES/MS | PF*MS | PF*OES | PF*OES/MS | PF*MS | PF*MS | PF*MS | PF*MS | PF*MS | BF*MS | PF*OES/MS | PF*OES |  |  | 2
3
| 1 | 1 | 1.7112 | 1.71 | 1.6856 | 1.65 | 1.78 | 1.68 | 1.72 | 1.6312 | 1.71 | 1.71 | 1.73 | 1.73 | 1.8217 | 1.74 | 1.803 |  |  | 1
| 1 | 2 | 1.7134 | 1.69 | 1.7092 | 1.66 | 1.79 | 1.69 | 1.72 | 1.6455 | 1.66 | 1.71 | 1.82 | 1.7 | 1.7703 | 1.75 | 1.761 |  |  | #N/A
| 1 | 3 | 1.7184 | 1.71 | 1.7089 | 1.68 | 1.76 | 1.79 | 1.73 | 1.6642 | 1.69 | 1.71 | 1.7 | 1.73 | 1.762 | 1.77 | 1.767 |  |  | 16
| 1 | 4 | 1.7123 | 1.73 | 1.6965 | 1.65 | 1.74 | 1.76 | 1.72 | 1.6594 | 1.66 | 1.72 | 1.82 | 1.68 | 1.7675 | 1.77 | 1.646 |  |  | 1.7209
| 1 | 5 | 1.7219 | 1.7 | 1.6956 | 1.67 | 1.74 | 1.74 | 1.7 | 1.68 | 1.72 | 1.71 | 1.7 | 1.77 | 1.7861 | 1.77 | 1.779 |  |  | 35
| 1 | 6 | 1.7159 | 1.71 | 1.6624 | 1.68 | 1.75 | 1.77 | 1.71 | 1.6592 | 1.75 | 1.71 | 1.67 | 1.68 | 1.798 | 1.76 | 1.869
| Mean |  | 1.7155 | 1.7083 | 1.693 | 1.665 | 1.76 | 1.7383 | 1.7167 | 1.6566 | 1.6983 | 1.7117 | 1.74 | 1.715 | 1.7843 | 1.76 | 1.7708
| Median |  | 1.7146 | 1.71 | 1.696 | 1.665 | 1.755 | 1.75 | 1.72 | 1.6593 | 1.7 | 1.71 | 1.715 | 1.715 | 1.7782 | 1.765 | 1.773
| Std Dev. |  | 0.0040902 | 0.013292 | 0.017472 | 0.013784 | 0.020976 | 0.04446 | 0.010328 | 0.016663 | 0.035449 | 0.0040825 | 0.064807 | 0.035071 | 0.022662 | 0.012649 | 0.072709
| Rel.Std.Dev. |  | 0.2384% | 0.778% | 1.032% | 0.8279% | 1.192% | 2.558% | 0.6016% | 1.006% | 2.087% | 0.2385% | 3.725% | 2.045% | 1.27% | 0.7187% | 4.106%
| PDM3 |  | -0.3145% | -0.7323% | -1.622% | -3.25% | 2.27% | 1.011% | -0.2481% | -3.739% | -1.313% | -0.5386% | 1.108% | -0.3449% | 3.68% | 2.27% | 2.899%
| Z-Score (Absolute) |  | 0 | 0.21 | 0.67 | 1.49 | 1.31 | 0.67 | 0.03 | 1.74 | 0.51 | 0.11 | 0.72 | 0.02 | 2.03 | 1.31 | 1.64
| Analytical results for Mn in OREAS 48 (Certified Value 0.069 wt.%) | [18 empty] | Certified
Mn | Round | Replicate | Lab | Lab | Lab | Lab | Lab | Lab | Lab | Lab | Lab | Lab | Lab | Lab | Lab | Lab |  |  |  | 1
| No | No | 01 | 04 | 05 | 06 | 07 | 08 | 10 | 12 | 13 | 15 | 16 | 17 | 18 | 20 |  |  |  | wt.%
|  |  | PF*OES | BF*OES/MS | PF*OES/MS | PF*MS | PF*OES | PF*OES/MS | PF*MS | PF*MS | PF*MS | PF*MS | PF*MS | BF*MS | PF*OES/MS | PF*OES |  |  |  | 3
3
| 1 | 1 | 0.067656 | 0.072927 | 0.065 | 0.069 | 0.0685 | 0.0708 | 0.0685 | 0.07 | 0.069 | 0.064 | 0.067 | 0.07063 | 0.0698 | 0.077 |  |  |  | 1
| 1 | 2 | 0.066743 | 0.071727 | 0.065 | 0.0696 | 0.069 | 0.07 | 0.0692 | 0.07 | 0.069 | 0.063 | 0.065 | 0.068927 | 0.0694 | 0.07 |  |  |  | #N/A
| 1 | 3 | 0.065951 | 0.07237 | 0.066 | 0.0687 | 0.0749 | 0.0691 | 0.0703 | 0.068 | 0.069 | 0.055 | 0.068 | 0.067688 | 0.0692 | 0.077 |  |  |  | 16
| 1 | 4 | 0.066384 | 0.070609 | 0.066 | 0.067 | 0.0737 | 0.0712 | 0.0738 | 0.069 | 0.069 | 0.053 | 0.069 | 0.067997 | 0.0685 | 0.07 |  |  |  | 0.068949
| 1 | 5 | 0.065954 | 0.070144 | 0.065 | 0.0658 | 0.0731 | 0.0679 | 0.0707 | 0.07 | 0.069 | 0.063 | 0.067 | 0.068385 | 0.0671 | 0.077 |  |  |  | 36
| 1 | 6 | 0.065627 | 0.06978 | 0.066 | 0.0676 | 0.0736 | 0.0694 | 0.0693 | 0.071 | 0.068 | 0.056 | 0.071 | 0.069314 | 0.0698 | 0.077
| Mean |  | 0.066386 | 0.071259 | 0.0655 | 0.06795 | 0.072133 | 0.069733 | 0.0703 | 0.069667 | 0.068833 | 0.059 | 0.067833 | 0.068823 | 0.068967 | 0.074667
| Median |  | 0.066169 | 0.071168 | 0.0655 | 0.06815 | 0.07335 | 0.0697 | 0.0698 | 0.07 | 0.069 | 0.0595 | 0.0675 | 0.068656 | 0.0693 | 0.077
| Std Dev. |  | 0.00073374 | 0.0012721 | 0.00054772 | 0.0014167 | 0.0026912 | 0.0012028 | 0.00189 | 0.0010328 | 0.00040825 | 0.004858 | 0.0020412 | 0.0010658 | 0.0010328 | 0.0036148
| Rel.Std.Dev. |  | 1.105% | 1.785% | 0.8362% | 2.085% | 3.731% | 1.725% | 2.688% | 1.482% | 0.5931% | 8.234% | 3.009% | 1.549% | 1.498% | 4.841%
| PDM3 |  | -3.717% | 3.351% | -5.002% | -1.449% | 4.619% | 1.138% | 1.96% | 1.041% | -0.1675% | -14.43% | -1.618% | -0.1817% | 0.02593% | 8.293%
| Z-Score (Absolute) |  | 1.37 | 1.29 | 1.86 | 0.52 | 1.77 | 0.46 | 0.77 | 0.42 | 0.04 | 5.41 | 0.58 | 0.04 | 0.04 | 3.26
| Analytical results for Mo in OREAS 48 (Indicative Value 1.72 ppm) | [18 empty] | Indicative
Mo | Round | Replicate | Lab | Lab | Lab | Lab | Lab | Lab | Lab | Lab | Lab | Lab | Lab | Lab | [5 empty] | 1
| No | No | 05 | 06 | 07 | 08 | 10 | 12 | 13 | 15 | 16 | 17 | 18 | 20 | [5 empty] | ppm
|  |  | PF*OES/MS | PF*MS | PF*MS | PF*OES/MS | PF*MS | PF*MS | PF*MS | PF*MS | PF*MS | BF*MS | PF*OES/MS | PF*OES | [5 empty] | 2
2
| 1 | 1 | 2 | 4.25 | < 2 | 1 | < 3 | < 2 | < 2 | 2 | 3 | 0.8878 | < 10 | 3.23 | [5 empty] | 1
| 1 | 2 | 2 | 4.21 | < 2 | 2 | < 3 | < 2 | < 2 | 2 | 2 | 0.7522 | < 10 | 0.51 | [5 empty] | 1
| 1 | 3 | 2 | 4.1 | < 2 | < 1 | < 3 | < 2 | < 2 | 2 | 2 | 0.687 | < 10 | [6 empty] | 16
| 1 | 4 | 2 | 4.22 | < 2 | 1 | 4 | < 2 | < 2 | 2 | < 2 | 0.9911 | < 10 | 2.86 | [5 empty] | 1.7176
| 1 | 5 | 2 | 4.23 | < 2 | 1 | < 3 | < 2 | < 2 | 2 | < 2 | 0.6694 | < 10 | [6 empty] | 7
| 1 | 6 | 2 | 4.04 | < 2 | 1 | < 3 | < 2 | < 2 | 2 | < 2 | 0.7333 | < 10 | 2.87
| Mean |  | 2 | 4.175 |  | 1.2 | 4 |  |  | 2 | 2.3333 | 0.7868 |  | 2.3675
| Median |  | 2 | 4.215 |  | 1 | 4 |  |  | 2 | 2 | 0.74275 |  | 2.865
| Std Dev. |  | 0 | 0.084558 |  | 0.44721 |  |  |  | 0 | 0.57735 | 0.12629 |  | 1.2502
| Rel.Std.Dev. |  | 0% | 2.025% |  | 37.27% |  |  |  | 0% | 24.74% | 16.05% |  | 52.81%
| PDM3 |  | 16.44% | 143.1% |  | -30.14% | 132.9% |  |  | 16.44% | 35.85% | -54.19% |  | 37.83%
| Z-Score (Absolute) |  | 0.19 | 2.14 | 0.71 | 0.64 | 0.11 | 0.71 | 0.71 | 0.19 | 0.11 | 0.9 | 2.88 | 0.52
| Analytical results for Na in OREAS 48 (Indicative Value 2.79 wt.%) | [18 empty] | Indicative
Na | Round | Replicate | Lab | Lab | [15 empty] | 1
| No | No | 06 | 17 | [15 empty] | wt.%
|  |  | PF*MS | BF*MS | [15 empty] | 2
2
| 1 | 1 | 2.39 | 3.2628 | [15 empty] | 1
| 1 | 2 | 2.4 | 3.1645 | [15 empty] | 2
| 1 | 3 | 2.38 | 3.1449 | [15 empty] | 16
| 1 | 4 | 2.39 | 3.1408 | [15 empty] | 2.7886
| 1 | 5 | 2.37 | 3.1855 | [15 empty] | 8
| 1 | 6 | 2.4 | 3.235
| Mean |  | 2.3883 | 3.1889
| Median |  | 2.39 | 3.175
| Std Dev. |  | 0.01169 | 0.049882
| Rel.Std.Dev. |  | 0.4895% | 1.564%
| PDM3 |  | -14.35% | 14.35%
| Z-Score (Absolute) |  | 0.67 | 0.67
| Analytical results for Nb in OREAS 48 (Certified Value 3.18 ppm) | [18 empty] | Certified
Nb | Round | Replicate | Lab | Lab | Lab | Lab | Lab | Lab | Lab | Lab | Lab | Lab | Lab | Lab | Lab |  |  |  |  | 1
| No | No | 04 | 05 | 06 | 07 | 08 | 10 | 12 | 13 | 15 | 16 | 17 | 18 | 20 |  |  |  |  | ppm
|  |  | BF*OES/MS | PF*OES/MS | BF*MS | PF*MS | PF*OES/MS | PF*MS | PF*MS | PF*MS | PF*MS | PF*MS | BF*MS | PF*OES/MS | PF*OES |  |  |  |  | 2
2
| 1 | 1 | 3.3681 | 4 | 7.71 | 3 | 3.4 | < 10 | 3 | 2.6 | 3.3 | 3.6 | 3.0078 | < 5 | 12.91 |  |  |  |  | 1
| 1 | 2 | 3.4743 | 4 | 7.59 | 3 | 3.6 | < 10 | 3.4 | 2.2 | 3.4 | 4.7 | 2.9533 | < 5 | 14.25 |  |  |  |  | #N/A
| 1 | 3 | 3.664 | 4 | 7.75 | 3 | 3.5 | < 10 | 9.6 | 2.5 | 3 | 2.3 | 3.0409 | < 5 | 16.27 |  |  |  |  | 16
| 1 | 4 | 3.3867 | 4 | 7.95 | 4 | 3.8 | < 10 | 3.6 | 2.2 | 3.5 | 3.3 | 2.892 | < 5 | 9.71 |  |  |  |  | 3.1809
| 1 | 5 | 3.3735 | 4 | 7.76 | 3 | 3.6 | < 10 | 3.3 | 2.4 | 3.5 | 2.4 | 3.0448 | < 5 | 14.03 |  |  |  |  | 37
| 1 | 6 | 3.1009 | 4 | 7.84 | 3 | 3.6 | < 10 | 3.1 | 2.4 | 3.3 | 3.6 | 2.9105 | < 5 | 15.95
| Mean |  | 3.3946 | 4 | 7.7667 | 3.1667 | 3.5833 |  | 4.3333 | 2.3833 | 3.3333 | 3.3167 | 2.9749 |  | 13.8533
| Median |  | 3.3801 | 4 | 7.755 | 3 | 3.6 |  | 3.35 | 2.4 | 3.35 | 3.45 | 2.9806 |  | 14.14
| Std Dev. |  | 0.18243 | 0 | 0.12144 | 0.40825 | 0.13292 |  | 2.589 | 0.16021 | 0.18619 | 0.88863 | 0.066047 |  | 2.3867
| Rel.Std.Dev. |  | 5.374% | 0% | 1.564% | 12.89% | 3.709% |  | 59.75% | 6.722% | 5.586% | 26.79% | 2.22% |  | 17.23%
| PDM3 |  | 6.718% | 25.75% | 144.2% | -0.4466% | 12.65% |  | 36.23% | -25.07% | 4.793% | 4.269% | -6.476% |  | 335.5%
| Z-Score (Absolute) |  | 0 | NA | 3.3 | NA | 0.14 | 1.21 | 0.71 | 0.76 | 0.05 | 0.06 | 0.32 | 0.67 | 7.88
Results from laboratories 5 and 7 were removed due to their 1 ppm reading resolution.
| Analytical results for Nd in OREAS 48 (Certified Value 16.8 ppm) | [18 empty] | Certified
Nd | Round | Replicate | Lab | Lab | Lab | Lab | Lab | Lab | Lab | Lab | Lab | Lab | Lab | Lab | Lab | Lab | Lab | Lab |  | 1
| No | No | 01 | 02 | 03 | 04 | 05 | 06 | 07 | 08 | 10 | 11 | 12 | 13 | 15 | 16 | 17 | 18 |  | ppm
|  |  | PF*MS | PF*MS | PF*MS | BF*OES/MS | PF*OES/MS | BF*MS | PF*MS | PF*OES/MS | PF*MS | BF*MS | PF*MS | PF*MS | PF*MS | PF*MS | BF*MS | PF*OES/MS |  | 1
2
| 1 | 1 | 14.4813 | 17 | 17.1 | 20.2032 | 18.7 | 17.67 | 16.2 | 16.6 | 18.4 | 16.26 | 15.65 | 15.55 | 15.95 | 18.95 | 15.7649 | 16 |  | 1
| 1 | 2 | 15.0634 | 17 | 17.5 | 19.5721 | 19.2 | 17.83 | 16.6 | 15.7 | 18.2 | 16.42 | 14.85 | 15.6 | 17.1 | 17.8 | 16.003 | 16.3 |  | #N/A
| 1 | 3 | 14.8711 | 16 | 19 | 19.2555 | 18.6 | 17.26 | 16.6 | 15.8 | 16.4 | 16.29 | 16.35 | 15.45 | 16.25 | 18.15 | 15.6549 | 16 |  | 16
| 1 | 4 | 14.852 | 18 | 16.9 | 18.7362 | 19.3 | 17.11 | 16 | 15.2 | 17.1 | 16.19 | 14.65 | 14.95 | 16.7 | 17.35 | 15.6292 | 16.2 |  | 16.7858
| 1 | 5 | 14.7638 | 17 | 16.6 | 19.5089 | 19 | 17.22 | 16 | 16.1 | 18.9 | 15.89 | 15.65 | 15.05 | 17.75 | 19 | 15.462 | 16.1 |  | 38
| 1 | 6 | 14.8289 | 16 | 17 | 19.5366 | 19.2 | 16.86 | 15.6 | 16 | 18.2 | 16.22 | 16.1 | 15.75 | 16.55 | 17.9 | 15.2811 | 16.4
| Mean |  | 14.8101 | 16.8333 | 17.35 | 19.4688 | 19 | 17.325 | 16.1667 | 15.9 | 17.8667 | 16.2117 | 15.5417 | 15.3917 | 16.7167 | 18.1917 | 15.6325 | 16.1667
| Median |  | 14.8405 | 17 | 17.05 | 19.5228 | 19.1 | 17.24 | 16.1 | 15.9 | 18.2 | 16.24 | 15.65 | 15.5 | 16.625 | 18.025 | 15.642 | 16.15
| Std Dev. |  | 0.18987 | 0.75277 | 0.85965 | 0.47716 | 0.28983 | 0.36104 | 0.38816 | 0.46476 | 0.9288 | 0.17657 | 0.67262 | 0.32003 | 0.64005 | 0.65986 | 0.24814 | 0.1633
| Rel.Std.Dev. |  | 1.282% | 4.472% | 4.955% | 2.451% | 1.525% | 2.084% | 2.401% | 2.923% | 5.198% | 1.089% | 4.328% | 2.079% | 3.829% | 3.627% | 1.587% | 1.01%
| PDM3 |  | -11.77% | 0.2831% | 3.361% | 15.98% | 13.19% | 3.212% | -3.689% | -5.277% | 6.439% | -3.42% | -7.412% | -8.306% | -0.4119% | 8.375% | -6.871% | -3.689%
| Z-Score (Absolute) |  | 1.28 | 0.29 | 0.68 | 2.32 | 1.96 | 0.66 | 0.23 | 0.44 | 1.08 | 0.19 | 0.71 | 0.83 | 0.19 | 1.33 | 0.64 | 0.23
| Analytical results for Ni in OREAS 48 (Certified Value 41.3 ppm) | [18 empty] | Certified
Ni | Round | Replicate | Lab | Lab | Lab | Lab | Lab | Lab | Lab | Lab | Lab | Lab | Lab | Lab | [5 empty] | 1
| No | No | 05 | 06 | 07 | 08 | 10 | 12 | 13 | 15 | 16 | 17 | 18 | 20 | [5 empty] | ppm
|  |  | PF*OES/MS | PF*MS | PF*OES | PF*OES/MS | PF*MS | PF*MS | PF*MS | PF*MS | PF*MS | BF*MS | PF*OES/MS | PF*OES | [5 empty] | 1
1
| 1 | 1 | 50 | 38.34 | 45 | 50 | 38 | 30 | 40 | 40 | 60 | 40.1857 | < 50 | 67.267 | [5 empty] | 1
| 1 | 2 | 40 | 37.91 | 45 | 50 | 37 | 40 | 40 | 40 | 50 | 38.9497 | < 50 | 43.9751 | [5 empty] | #N/A
| 1 | 3 | 40 | 39.79 | 51 | 50 | 35 | 40 | 40 | 40 | 50 | 41.5312 | < 50 | 52.3033 | [5 empty] | 16
| 1 | 4 | 40 | 40.63 | 47 | 50 | 50 | 40 | 30 | 40 | 60 | 39.4024 | < 50 | 42.7889 | [5 empty] | 41.2965
| 1 | 5 | 40 | 38.24 | 45 | 50 | 40 | 30 | 40 | 40 | 50 | 41.5884 | < 50 | 48.8089 | [5 empty] | 39
| 1 | 6 | 50 | 39.28 | 45 | 50 | 37 | 40 | 40 | 30 | 50 | 39.1612 | < 50 | 59.2032
| Mean |  | 43.3333 | 39.0317 | 46.3333 | 50 | 39.5 | 36.6667 | 38.3333 | 38.3333 | 53.3333 | 40.1364 |  | 52.3911
| Median |  | 40 | 38.81 | 45 | 50 | 37.5 | 40 | 40 | 40 | 50 | 39.794 |  | 50.5561
| Std Dev. |  | 5.164 | 1.054 | 2.4221 | 0 | 5.3944 | 5.164 | 4.0825 | 4.0825 | 5.164 | 1.1793 |  | 9.4188
| Rel.Std.Dev. |  | 11.92% | 2.7% | 5.228% | 0% | 13.66% | 14.08% | 10.65% | 10.65% | 9.682% | 2.938% |  | 17.98%
| PDM3 |  | 4.932% | -5.484% | 12.2% | 21.08% | -4.35% | -11.21% | -7.175% | -7.175% | 29.15% | -2.809% |  | 26.87%
| Z-Score (Absolute) |  | 0.71 | 0.16 | 1.32 | 2.06 | 0.06 | 0.64 | 0.3 | 0.3 | 2.73 | 0.06 | 3 | 2.54
| Analytical results for P in OREAS 48 (Certified Value 0.054 wt.%) | [18 empty] | Certified
P | Round | Replicate | Lab | Lab | Lab | Lab | Lab | Lab | Lab | Lab | Lab | [8 empty] | 1
| No | No | 01 | 03 | 04 | 05 | 06 | 07 | 10 | 17 | 20 | [8 empty] | wt.%
|  |  | PF*OES | PF*OES | BF*OES/MS | PF*OES/MS | PF*MS | PF*OES | PF*MS | BF*MS | PF*OES | [8 empty] | 3
3
| 1 | 1 | 0.05758 | 0.05 | 0.055178 | 0.05 | 0.0562 | 0.05 | 0.0521 | 0.05167 | 0.057 | [8 empty] | 1
| 1 | 2 | 0.057198 | 0.05 | 0.056984 | 0.06 | 0.0582 | 0.05 | 0.0505 | 0.05154 | 0.048 | [8 empty] | #N/A
| 1 | 3 | 0.057538 | 0.05 | 0.056018 | 0.05 | 0.0572 | 0.06 | 0.0521 | 0.0511 | 0.052 | [8 empty] | 16
| 1 | 4 | 0.057625 | 0.05 | 0.055979 | 0.05 | 0.057 | 0.06 | 0.052 | 0.05058 | 0.052 | [8 empty] | 0.054217
| 1 | 5 | 0.05715 | 0.05 | 0.057351 | 0.06 | 0.0588 | 0.06 | 0.0562 | 0.05101 | 0.057 | [8 empty] | 40
| 1 | 6 | 0.057764 | 0.05 | 0.054596 | 0.05 | 0.057 | 0.06 | 0.0495 | 0.05114 | 0.057
| Mean |  | 0.057476 | 0.05 | 0.056018 | 0.053333 | 0.0574 | 0.056667 | 0.052067 | 0.051173 | 0.053833
| Median |  | 0.057559 | 0.05 | 0.055998 | 0.05 | 0.0571 | 0.06 | 0.05205 | 0.05112 | 0.0545
| Std Dev. |  | 0.00024632 | 7.6012e-18 | 0.0010429 | 0.005164 | 0.00093808 | 0.005164 | 0.0022862 | 0.00039149 | 0.0037639
| Rel.Std.Dev. |  | 0.4286% | 1.52e-14% | 1.862% | 9.682% | 1.634% | 9.113% | 4.391% | 0.765% | 6.992%
| PDM3 |  | 6.011% | -7.778% | 3.321% | -1.63% | 5.871% | 4.518% | -3.966% | -5.614% | -0.7075%
| Z-Score (Absolute) |  | 0.93 | 0.97 | 0.56 | 0.12 | 0.91 | 0.73 | 0.45 | 0.67 | 0
| Analytical results for Pb in OREAS 48 (Certified Value 5.99 ppm) | [18 empty] | Certified
Pb | Round | Replicate | Lab | Lab | Lab | Lab | Lab | Lab | Lab | Lab | Lab | Lab | Lab | Lab | [5 empty] | 1
| No | No | 05 | 06 | 07 | 08 | 10 | 12 | 13 | 15 | 16 | 17 | 18 | 20 | [5 empty] | ppm
|  |  | PF*OES/MS | PF*MS | PF*MS | PF*OES/MS | PF*MS | PF*MS | PF*MS | PF*MS | PF*MS | BF*MS | PF*OES/MS | PF*OES | [5 empty] | 2
2
| 1 | 1 | < 20 | < 5 | 7 | 9.3 | < 20 | 4.6 | 5 | 4.4 | 5.7 | 7.068 | < 100 | 36.29 | [5 empty] | 1
| 1 | 2 | < 20 | < 5 | 8 | 8.8 | < 20 | 5.1 | 5 | 4.2 | 6.3 | 8.3551 | < 100 | 45.01 | [5 empty] | #N/A
| 1 | 3 | < 20 | < 5 | 8 | 9.7 | < 20 | 5.4 | 5 | 3.6 | 6.1 | 6.3505 | < 100 | 52.83 | [5 empty] | 16
| 1 | 4 | < 20 | < 5 | 8 | 9.1 | < 20 | 5.1 | 5 | 3.4 | 5.3 | 6.847 | < 100 | 35.5 | [5 empty] | 5.9891
| 1 | 5 | < 20 | < 5 | 12 | 7.9 | < 20 | 5.1 | 4.8 | 5.1 | 6.3 | 6.4528 | < 100 | 25.86 | [5 empty] | 41
| 1 | 6 | < 20 | < 5 | 7 | 7.5 | < 20 | 5.4 | 5 | 4.5 | 5.8 | 7.0352 | < 100 | 57.5
| Mean |  |  |  | 8.3333 | 8.7167 |  | 5.1167 | 4.9667 | 4.2 | 5.9167 | 7.0181 |  | 42.165
| Median |  |  |  | 8 | 8.95 |  | 5.1 | 5 | 4.3 | 5.95 | 6.9411 |  | 40.65
| Std Dev. |  |  |  | 1.8619 | 0.84951 |  | 0.29269 | 0.08165 | 0.6229 | 0.392 | 0.71901 |  | 11.8473
| Rel.Std.Dev. |  |  |  | 22.34% | 9.746% |  | 5.72% | 1.644% | 14.83% | 6.625% | 10.25% |  | 28.1%
| PDM3 |  |  |  | 39.14% | 45.54% |  | -14.57% | -17.07% | -29.87% | -1.21% | 17.18% |  | 604%
| Z-Score (Absolute) |  | 0.71 | 1.08 | NA | 0.41 | 0.71 | 0.45 | 0.49 | 0.67 | 0.26 | 0 | 10.28 | 8.41
Results from laboratory 7 were removed due to their 1 ppm reading resolution.
| Analytical results for Pr in OREAS 48 (Certified Value 4.29 ppm) | [18 empty] | Certified
Pr | Round | Replicate | Lab | Lab | Lab | Lab | Lab | Lab | Lab | Lab | Lab | Lab | Lab | Lab | Lab | Lab | Lab | Lab |  | 1
| No | No | 01 | 02 | 03 | 04 | 05 | 06 | 07 | 08 | 10 | 11 | 12 | 13 | 15 | 16 | 17 | 18 |  | ppm
|  |  | PF*MS | PF*MS | PF*MS | BF*OES/MS | PF*OES/MS | BF*MS | PF*MS | PF*OES/MS | PF*MS | BF*MS | PF*MS | PF*MS | PF*MS | PF*MS | BF*MS | PF*OES/MS |  | 2
3
| 1 | 1 | 3.4143 | 4 | 4.3 | 4.7958 | 4.57 | 3.11 | 4.18 | 4.3 | 4.88 | 4.34 | 3.85 | 3.96 | 4.14 | 4.21 | 4.1406 | 4.09 |  | 1
| 1 | 2 | 3.4321 | 4 | 4.6 | 4.4814 | 4.62 | 3.33 | 4.2 | 4.1 | 4.72 | 4.52 | 4.08 | 3.75 | 4.48 | 3.95 | 4.2343 | 4.15 |  | #N/A
| 1 | 3 | 3.4346 | 4 | 4.8 | 4.7245 | 4.66 | 3.34 | 4.41 | 4.2 | 4.28 | 4.39 | 3.86 | 3.76 | 3.97 | 4.36 | 4.1874 | 4.09 |  | 16
| 1 | 4 | 3.3786 | 4 | 4.3 | 4.7351 | 4.63 | 3.4 | 4.21 | 4.2 | 4.49 | 4.38 | 4.07 | 3.87 | 4.47 | 4 | 4.1673 | 4.13 |  | 4.292
| 1 | 5 | 3.526 | 4 | 4.2 | 4.6733 | 4.68 | 3.16 | 4.27 | 4.3 | 4.6 | 4.19 | 4.08 | 3.81 | 4.51 | 4.28 | 4.1317 | 4.12 |  | 42
| 1 | 6 | 3.4211 | 4 | 4.3 | 4.4891 | 4.56 | 3.32 | 4.2 | 4.3 | 4.73 | 4.42 | 4.3 | 4 | 4.05 | 4.3 | 4.1452 | 4.15
| Mean |  | 3.4345 | 4 | 4.4167 | 4.6498 | 4.62 | 3.2767 | 4.245 | 4.2333 | 4.6167 | 4.3733 | 4.04 | 3.8583 | 4.27 | 4.1833 | 4.1677 | 4.1217
| Median |  | 3.4266 | 4 | 4.3 | 4.6989 | 4.625 | 3.325 | 4.205 | 4.25 | 4.66 | 4.385 | 4.075 | 3.84 | 4.305 | 4.245 | 4.1562 | 4.125
| Std Dev. |  | 0.049174 | 0 | 0.23166 | 0.13336 | 0.047749 | 0.11431 | 0.086429 | 0.08165 | 0.21097 | 0.10838 | 0.16745 | 0.1042 | 0.24372 | 0.16908 | 0.038368 | 0.027142
| Rel.Std.Dev. |  | 1.432% | 0% | 5.245% | 2.868% | 1.034% | 3.489% | 2.036% | 1.929% | 4.57% | 2.478% | 4.145% | 2.701% | 5.708% | 4.042% | 0.9206% | 0.6585%
| PDM3 |  | -19.98% | -6.803% | 2.905% | 8.338% | 7.642% | -23.66% | -1.095% | -1.367% | 7.565% | 1.895% | -5.871% | -10.1% | -0.5125% | -2.532% | -2.895% | -3.969%
| Z-Score (Absolute) |  | 2.94 | NA | 0.67 | 1.53 | 1.42 | 3.52 | 0.04 | 0 | 1.41 | 0.51 | 0.71 | 1.38 | 0.13 | 0.18 | 0.24 | 0.41
Results from laboratory 2 were removed due to their 1 ppm reading resolution.
| Analytical results for Rb in OREAS 48 (Certified Value 36.6 ppm) | [18 empty] | Certified
Rb | Round | Replicate | Lab | Lab | Lab | Lab | Lab | Lab | Lab | Lab | Lab | Lab | Lab | Lab | Lab | Lab |  |  |  | 1
| No | No | 01 | 02 | 03 | 04 | 05 | 07 | 08 | 10 | 12 | 13 | 15 | 16 | 17 | 18 |  |  |  | ppm
|  |  | PF*MS | PF*MS | PF*MS | BF*OES/MS | PF*OES/MS | PF*MS | PF*OES/MS | PF*MS | PF*MS | PF*MS | PF*MS | PF*MS | BF*MS | PF*OES/MS |  |  |  | 1
2
| 1 | 1 | 30.974 | 57 | 36.4 | 38.6475 | 38.4 | 38 | 35.5 | 41 | 36.5 | 36.4 | 34.6 | 34.1 | 34.9419 | 35 |  |  |  | 1
| 1 | 2 | 30.4 | 62 | 36.6 | 38.2209 | 38.4 | 38.3 | 34.3 | 42 | 36.9 | 36.1 | 36.6 | 32.4 | 34.1388 | 36 |  |  |  | #N/A
| 1 | 3 | 30.289 | 65 | 37.9 | 38.1272 | 38.9 | 37.2 | 34.3 | 38 | 35.8 | 36.4 | 34.3 | 28 | 34.0504 | 37 |  |  |  | 16
| 1 | 4 | 31.012 | 84 | 36.8 | 37.3742 | 39.3 | 37.8 | 36 | 40 | 37.5 | 35.9 | 36.3 | 34.8 | 34.5214 | 36 |  |  |  | 36.5665
| 1 | 5 | 30.769 | 61 | 36.1 | 35.7356 | 38.4 | 38.1 | 35.9 | 42 | 37.2 | 34.5 | 35 | 29.4 | 33.8575 | 36 |  |  |  | 43
| 1 | 6 | 30.344 | 84 | 36.5 | 36.1358 | 38.7 | 37.2 | 37.7 | 42 | 38.9 | 35.1 | 34.1 | 34.8 | 34.6364 | 38
| Mean |  | 30.6313 | 68.8333 | 36.7167 | 37.3735 | 38.6833 | 37.7667 | 35.6167 | 40.8333 | 37.1333 | 35.7333 | 35.15 | 32.25 | 34.3577 | 36.3333
| Median |  | 30.5845 | 63.5 | 36.55 | 37.7507 | 38.55 | 37.9 | 35.7 | 41.5 | 37.05 | 36 | 34.8 | 33.25 | 34.3301 | 36
| Std Dev. |  | 0.32697 | 12.0236 | 0.62423 | 1.1936 | 0.3656 | 0.46762 | 1.2687 | 1.6021 | 1.0482 | 0.77115 | 1.0559 | 2.9201 | 0.40947 | 1.0328
| Rel.Std.Dev. |  | 1.067% | 17.47% | 1.7% | 3.194% | 0.9451% | 1.238% | 3.562% | 3.923% | 2.823% | 2.158% | 3.004% | 9.055% | 1.192% | 2.843%
| PDM3 |  | -16.23% | 88.24% | 0.4107% | 2.207% | 5.789% | 3.282% | -2.598% | 11.67% | 1.55% | -2.278% | -3.874% | -11.8% | -6.04% | -0.6376%
| Z-Score (Absolute) |  | 3.04 | 16.65 | 0.1 | 0.44 | 1.11 | 0.64 | 0.47 | 2.22 | 0.31 | 0.41 | 0.71 | 2.2 | 1.12 | 0.1
| Analytical results for Re in OREAS 48 (Certified Value < 0.01 ppm) | [18 empty] | Certified
Re | Round | Replicate | Lab | Lab | Lab | Lab | Lab | Lab | Lab | [10 empty] | 1
| No | No | 04 | 05 | 12 | 13 | 15 | 16 | 18 | [10 empty] | ppm
|  |  | BF*OES/MS | PF*OES/MS | PF*MS | PF*MS | PF*MS | PF*MS | PF*OES/MS | [10 empty] | 3
3
| 1 | 1 | < 0.05 | < 0.1 | < 0.01 | < 0.01 | < 0.01 | 0.01 | < 0.01 | [10 empty] | 1
| 1 | 2 | < 0.05 | < 0.1 | < 0.01 | < 0.01 | 0.01 | < 0.01 | < 0.01 | [10 empty] | 6
| 1 | 3 | < 0.05 | < 0.1 | < 0.01 | < 0.01 | < 0.01 | < 0.01 | < 0.01 | [10 empty] | 16
| 1 | 4 | < 0.05 | < 0.1 | < 0.01 | < 0.01 | < 0.01 | 0.01 | < 0.01 | [10 empty] | < 0.01
| 1 | 5 | < 0.05 | < 0.1 | < 0.01 | < 0.01 | < 0.01 | 0.01 | < 0.01 | [10 empty] | 44
| 1 | 6 | < 0.05 | < 0.1 | < 0.01 | < 0.01 | < 0.01 | < 0.01 | < 0.01
| Mean | [5 empty] | 0.01 | 0.01
| Median | [5 empty] | 0.01 | 0.01
| Std Dev. | [6 empty] | 0
| Rel.Std.Dev. | [6 empty] | 0%
PDM3
| Z-Score (Absolute) |  | 15.51 | 35.74 | 0.67 | 0.67 | 0 | 1.35 | 0.67
| Analytical results for S in OREAS 48 (Certified Value 0.047 wt.%) | [18 empty] | Certified
S | Round | Replicate | Lab | Lab | Lab | Lab | Lab | Lab | Lab | [10 empty] | 1
| No | No | 01 | 03 | 05 | 06 | 08 | 18 | 20 | [10 empty] | wt.%
|  |  | PF*OES | PF*OES | PF*OES/MS | PF*MS | PF*OES/MS | PF*OES/MS | PF*OES | [10 empty] | 3
3
| 1 | 1 | 0.051259 |  | 0.05 | 0.05 | 0.03 | < 0.05 | 0.038 | [10 empty] | 1
| 1 | 2 | 0.051247 |  | 0.05 | 0.05 | 0.04 | < 0.05 | 0.036 | [10 empty] | #N/A
| 1 | 3 | 0.051486 | 0.05 | 0.05 | 0.05 | 0.03 | 0.06 | 0.036 | [10 empty] | 16
| 1 | 4 | 0.051885 |  | 0.05 | 0.05 | 0.03 | < 0.05 | 0.048 | [10 empty] | 0.046703
| 1 | 5 | 0.051414 |  | < 0.05 | 0.05 | 0.05 | < 0.05 | 0.036 | [10 empty] | 45
| 1 | 6 | 0.052032 |  | 0.05 | 0.05 | 0.05 | < 0.05 | 0.048
| Mean |  | 0.051554 | 0.05 | 0.05 | 0.05 | 0.038333 | 0.06 | 0.040333
| Median |  | 0.05145 | 0.05 | 0.05 | 0.05 | 0.035 | 0.06 | 0.037
| Std Dev. |  | 0.00032971 |  | 0 | 7.6012e-18 | 0.0098319 |  | 0.0059889
| Rel.Std.Dev. |  | 0.6395% |  | 0% | 1.52e-14% | 25.65% |  | 14.85%
| PDM3 |  | 10.39% | 7.059% | 7.059% | 7.059% | -17.92% | 28.47% | -13.64%
| Z-Score (Absolute) |  | 0.7 | 0.51 | 0 | 0.51 | 0.92 | 1.84 | 0.67
| Analytical results for Sb in OREAS 48 (Indicative Value 0.37 ppm) | [18 empty] | Indicative
Sb | Round | Replicate | Lab | Lab | Lab | Lab | Lab | Lab | Lab | Lab | Lab | Lab | Lab | Lab | Lab |  |  |  |  | 1
| No | No | 03 | 04 | 05 | 06 | 07 | 08 | 10 | 12 | 13 | 15 | 16 | 18 | 20 |  |  |  |  | ppm
|  |  | PF*MS | BF*OES/MS | PF*OES/MS | PF*MS | PF*MS | PF*OES/MS | PF*MS | PF*MS | PF*MS | PF*MS | PF*MS | PF*OES/MS | PF*OES |  |  |  |  | 2
2
| 1 | 1 |  | 0.78248 | < 0.5 | 8 | 0.1 | < 2 | < 0.5 | < 0.3 | 0.3 | 0.3 | 0.5 | < 4 | 11.46 |  |  |  |  | 1
| 1 | 2 |  | 0.76554 | < 0.5 | 8 | 0.1 | < 2 | < 0.5 | < 0.3 | 0.3 | 0.3 | 0.7 | < 4 | [5 empty] | 3
| 1 | 3 | 5 | 0.72122 | < 0.5 | 8 | < 0.1 | < 2 | < 0.5 | < 0.3 | 0.3 | < 0.3 | 0.9 | < 4 | 12.69 |  |  |  |  | 16
| 1 | 4 |  | 0.78385 | < 0.5 | 8 | < 0.1 | < 2 | < 0.5 | < 0.3 | < 0.3 | 0.4 | < 0.3 | < 4 | [5 empty] | 0.37135
| 1 | 5 |  | 0.79163 | < 0.5 | 8 | 0.2 | < 2 | < 0.5 | < 0.3 | < 0.3 | 0.3 | 0.4 | < 4 | [5 empty] | 9
| 1 | 6 |  | 0.74571 | < 0.5 | 7 | < 0.1 | < 2 | < 0.5 | < 0.3 | < 0.3 | 0.4 | < 0.3 | < 4
| Mean |  | 5 | 0.76507 |  | 7.8333 | 0.13333 |  |  |  | 0.3 | 0.34 | 0.625 |  | 12.075
| Median |  | 5 | 0.77401 |  | 8 | 0.1 |  |  |  | 0.3 | 0.3 | 0.6 |  | 12.075
| Std Dev. |  |  | 0.027049 |  | 0.40825 | 0.057735 |  |  |  | 0 | 0.054772 | 0.22174 |  | 0.86974
| Rel.Std.Dev. |  |  | 3.535% |  | 5.212% | 43.3% |  |  |  | 0% | 16.11% | 35.48% |  | 7.203%
| PDM3 |  | 1246% | 106% |  | 2009% | -64.09% |  |  |  | -19.21% | -8.442% | 68.31% |  | 3152%
| Z-Score (Absolute) |  | 9.65 | 0.64 | 0.46 | 15.69 | 0.8 | 1.14 | 0.46 | 0.67 | 0.51 | 0.34 | 0 | 3.27 | 24.72
| Analytical results for Sc in OREAS 48 (Certified Value 14.5 ppm) | [18 empty] | Certified
Sc | Round | Replicate | Lab | Lab | Lab | Lab | Lab | Lab | Lab | Lab | [9 empty] | 1
| No | No | 02 | 03 | 04 | 05 | 06 | 07 | 10 | 17 | [9 empty] | ppm
|  |  | PF*MS | PF*MS | BF*OES/MS | PF*OES/MS | BF*MS | PF*OES | PF*MS | BF*MS | [9 empty] | 1
2
| 1 | 1 | 14 | 15 | 14.4226 | < 20 | 13.02 | 15 | 15 | 15.5685 | [9 empty] | 1
| 1 | 2 | 14 | 15 | 14.2863 | < 20 | 13.09 | 16 | 14 | 15.3034 | [9 empty] | #N/A
| 1 | 3 | 14 | 16 | 13.6105 | < 20 | 13.17 | 16 | 15 | 15.3402 | [9 empty] | 16
| 1 | 4 | 14 | 15 | 13.7393 | < 20 | 13.03 | 15 | 15 | 15.4387 | [9 empty] | 14.518
| 1 | 5 | 14 | 15 | 14.2566 | < 20 | 13.27 | 15 | 15 | 15.3402 | [9 empty] | 46
| 1 | 6 | 14 | 15 | 13.5676 | < 20 | 13.02 | 15 | 14 | 15.2829
| Mean |  | 14 | 15.1667 | 13.9805 |  | 13.1 | 15.3333 | 14.6667 | 15.379
| Median |  | 14 | 15 | 13.9979 |  | 13.06 | 15 | 15 | 15.3402
| Std Dev. |  | 0 | 0.40825 | 0.38231 |  | 0.10159 | 0.5164 | 0.5164 | 0.10718
| Rel.Std.Dev. |  | 0% | 2.692% | 2.735% |  | 0.7755% | 3.368% | 3.521% | 0.6969%
| PDM3 |  | -3.568% | 4.468% | -3.703% |  | -9.767% | 5.616% | 1.024% | 5.93%
| Z-Score (Absolute) |  | 0.25 | 0.61 | 0.26 | 3.19 | 0.91 | 0.74 | 0.25 | 0.77
| Analytical results for Se in OREAS 48 (Indicative Value < 3 ppm) | [18 empty] | Indicative
Se | Round | Replicate | Lab | Lab | Lab | Lab | Lab | Lab | Lab | [10 empty] | 1
| No | No | 05 | 08 | 12 | 13 | 15 | 16 | 18 | [10 empty] | ppm
|  |  | PF*OES/MS | PF*OES/MS | PF*MS | PF*MS | PF*MS | PF*MS | PF*OES/MS | [10 empty] | 2
2
| 1 | 1 | < 20 | < 8 | 3 | < 3 | < 3 | < 3 | < 10 | [10 empty] | 1
| 1 | 2 | < 20 | < 8 | < 3 | < 3 | < 3 | 11 | < 10 | [10 empty] | 4
| 1 | 3 | < 20 | < 8 | < 3 | < 3 | < 3 | < 3 | < 10 | [10 empty] | 16
| 1 | 4 | < 20 | 9 | < 3 | < 3 | < 3 | 3 | < 10 | [10 empty] | < 3
| 1 | 5 | < 20 | < 8 | 3 | < 3 | < 3 | < 3 | < 10 | [10 empty] | 10
| 1 | 6 | < 20 | < 8 | < 3 | < 3 | < 3 | < 3 | < 10
| Mean |  |  | 9 | 3 |  |  | 7
| Median |  |  | 9 | 3 |  |  | 7
| Std Dev. |  |  |  | 0 |  |  | 5.6569
| Rel.Std.Dev. |  |  |  | 0% |  |  | 80.81%
PDM3
| Z-Score (Absolute) |  | 2.7 | 0.61 | 0.54 | 0.74 | 0.74 | 0 | 0.67
| Analytical results for Si in OREAS 48 (Certified Value 29.55 wt.%) | [18 empty] | Certified
Si | Round | Replicate | Lab | Lab | Lab | Lab | Lab | Lab | Lab | Lab | [9 empty] | 1
| No | No | 01 | 03 | 05 | 07 | 08 | 17 | 18 | 20 | [9 empty] | wt.%
|  |  | PF*OES | PF*OES | PF*OES/MS | PF*OES | PF*OES/MS | BF*MS | PF*OES/MS | PF*OES | [9 empty] | 2
3
| 1 | 1 | 29.7693 | 29.6 | 26.6 | 28.9 | 29.9 | 30.9075 | 29.7 | 30.039 | [9 empty] | 1
| 1 | 2 | 29.7139 | 29.3 | 26.4 | 29.2 | > 30 | 30.7665 | 29.3 | 29.572 | [9 empty] | #N/A
| 1 | 3 | 29.1449 | 29.5 | 25.1 | > 30 | 29.7 | 30.88 | 30 | 29.67 | [9 empty] | 16
| 1 | 4 | 29.1207 | 29.8 | 27.4 | 29.3 | > 30 | 30.1121 | 29.5 | 30.137 | [9 empty] | 29.5463
| 1 | 5 | 29.0272 | 29.5 | 26.4 | > 30 | 29.9 | 30.7151 | 29.8 | 29.852 | [9 empty] | 47
| 1 | 6 | 29.9481 | 29.7 | 27.5 | > 30 | 29.5 | 31.4908 | 28.8 | 29.871
| Mean |  | 29.454 | 29.5667 | 26.5667 | 29.1333 | 29.75 | 30.812 | 29.5167 | 29.8568
| Median |  | 29.4294 | 29.55 | 26.5 | 29.2 | 29.8 | 30.8233 | 29.6 | 29.8615
| Std Dev. |  | 0.39998 | 0.17512 | 0.86872 | 0.20817 | 0.19149 | 0.44179 | 0.42622 | 0.21351
| Rel.Std.Dev. |  | 1.358% | 0.5923% | 3.27% | 0.7145% | 0.6436% | 1.434% | 1.444% | 0.7151%
| PDM3 |  | -0.3122% | 0.06902% | -10.08% | -1.398% | 0.6895% | 4.284% | -0.1002% | 1.051%
| Z-Score (Absolute) |  | 0.23 | 0.06 | 7.66 | 1.05 | 0.54 | 3.27 | 0.06 | 0.81
| Analytical results for Sm in OREAS 48 (Certified Value 2.97 ppm) | [18 empty] | Certified
Sm | Round | Replicate | Lab | Lab | Lab | Lab | Lab | Lab | Lab | Lab | Lab | Lab | Lab | Lab | Lab | Lab | Lab |  |  | 1
| No | No | 01 | 02 | 03 | 04 | 06 | 07 | 08 | 10 | 11 | 12 | 13 | 15 | 16 | 17 | 18 |  |  | ppm
|  |  | PF*MS | PF*MS | PF*MS | BF*OES/MS | BF*MS | PF*MS | PF*OES/MS | PF*MS | BF*MS | PF*MS | PF*MS | PF*MS | PF*MS | BF*MS | PF*OES/MS |  |  | 2
3
| 1 | 1 | 2.686 | 3 | 3 | 3.333 | 3.18 | 2.8 | 2.5 | 3.4 | 2.75 | 2.98 | 2.84 | 3.13 | 4.83 | 2.8297 | 2.98 |  |  | 1
| 1 | 2 | 2.7842 | 3 | 3.1 | 3.1348 | 3.08 | 3 | 2.9 | 3.6 | 2.76 | 3.16 | 2.75 | 2.87 | 2.88 | 2.8491 | 2.94 |  |  | #N/A
| 1 | 3 | 2.6773 | 3 | 3.5 | 3.1259 | 3.22 | 3 | 3.3 | 3.3 | 2.68 | 2.96 | 2.93 | 2.96 | 3.14 | 2.9402 | 2.84 |  |  | 16
| 1 | 4 | 2.7842 | 3 | 3.1 | 2.9831 | 3.12 | 3 | 3.1 | 3.2 | 2.7 | 2.67 | 2.57 | 2.79 | 3 | 2.9594 | 2.88 |  |  | 2.9749
| 1 | 5 | 2.9682 | 3 | 2.9 | 3.0448 | 3.14 | 3.2 | 3.3 | 3.4 | 2.72 | 3.15 | 2.77 | 3.35 | 2.81 | 2.8665 | 2.91 |  |  | 48
| 1 | 6 | 2.6389 | 3 | 2.9 | 3.125 | 3.16 | 2.9 | 2.6 | 3.5 | 2.74 | 3.11 | 2.93 | 3.08 | 2.41 | 2.8269 | 2.95
| Mean |  | 2.7565 | 3 | 3.0833 | 3.1245 | 3.15 | 2.9833 | 2.95 | 3.4 | 2.725 | 3.005 | 2.7983 | 3.03 | 3.1783 | 2.8786 | 2.9167
| Median |  | 2.7351 | 3 | 3.05 | 3.1255 | 3.15 | 3 | 3 | 3.4 | 2.73 | 3.045 | 2.805 | 3.02 | 2.94 | 2.8578 | 2.925
| Std Dev. |  | 0.11952 | 0 | 0.22286 | 0.11824 | 0.04858 | 0.13292 | 0.34496 | 0.14142 | 0.030822 | 0.18491 | 0.13541 | 0.20149 | 0.84573 | 0.057278 | 0.050859
| Rel.Std.Dev. |  | 4.336% | 0% | 7.228% | 3.784% | 1.542% | 4.455% | 11.69% | 4.159% | 1.131% | 6.153% | 4.839% | 6.65% | 26.61% | 1.99% | 1.744%
| PDM3 |  | -7.344% | 0.8422% | 3.643% | 5.026% | 5.884% | 0.282% | -0.8385% | 14.29% | -8.402% | 1.01% | -5.937% | 1.851% | 6.837% | -3.237% | -1.959%
| Z-Score (Absolute) |  | 1.3 | NA | 0.49 | 0.71 | 0.85 | 0.06 | 0.24 | 2.23 | 1.48 | 0.06 | 1.07 | 0.2 | 1.01 | 0.63 | 0.43
| Analytical results for Sn in OREAS 48 (Indicative Value 1.8 ppm) | [18 empty] | Indicative
Sn | Round | Replicate | Lab | Lab | Lab | Lab | Lab | Lab | Lab | Lab | Lab | Lab | Lab | Lab | Lab |  |  |  |  | 1
| No | No | 02 | 04 | 06 | 07 | 08 | 10 | 12 | 13 | 15 | 16 | 17 | 18 | 20 |  |  |  |  | ppm
|  |  | PF*MS | BF*OES/MS | PF*MS | PF*MS | PF*OES/MS | PF*MS | PF*MS | PF*MS | PF*MS | PF*MS | BF*MS | PF*OES/MS | PF*OES |  |  |  |  | 2
2
| 1 | 1 | 8 | 1.2302 | < 10 | < 1 | 0.5 | < 5 | < 3 | 3 | 3 | < 3 | 0.7729 | < 5 | 42.2 |  |  |  |  | 1
| 1 | 2 | 15 | 1.1203 | < 10 | < 1 | 0.6 | < 5 | < 3 | < 3 | 3 | < 3 | 1.7401 | < 5 | 16.82 |  |  |  |  | 1
| 1 | 3 | 8 | 1.2115 | < 10 | < 1 | 0.9 | < 5 | < 3 | 3 | < 3 | < 3 | 1.0986 | < 5 | 29.93 |  |  |  |  | 16
| 1 | 4 | 11 | 1.0428 | < 10 | < 1 | 2 | < 5 | < 3 | 3 | 5 | < 3 | 0.9427 | < 5 | 27.81 |  |  |  |  | 1.799
| 1 | 5 | 8 | 1.0929 | < 10 | < 1 | 0.7 | < 5 | < 3 | 3 | 4 | 4 | 1.0528 | < 5 | 12.91 |  |  |  |  | 7
| 1 | 6 | 8 | 1.3186 | < 10 | < 1 | < 0.5 | < 5 | < 3 | 3 | 4 | 3 | 0.8014 | < 5 | 38.06
| Mean |  | 9.6667 | 1.1694 |  |  | 0.94 |  |  | 3 | 3.8 | 3.5 | 1.0681 |  | 27.955
| Median |  | 8 | 1.1659 |  |  | 0.7 |  |  | 3 | 4 | 3.5 | 0.99775 |  | 28.87
| Std Dev. |  | 2.8752 | 0.10202 |  |  | 0.61074 |  |  | 0 | 0.83666 | 0.70711 | 0.35405 |  | 11.483
| Rel.Std.Dev. |  | 29.74% | 8.724% |  |  | 64.97% |  |  | 0% | 22.02% | 20.2% | 33.15% |  | 41.08%
| PDM3 |  | 437.3% | -35% |  |  | -47.75% |  |  | 66.76% | 111.2% | 94.55% | -40.63% |  | 1454%
| Z-Score (Absolute) |  | 3.63 | 0.67 | 1.27 | 1.01 | 0.85 | 0 | 0.51 | 0.13 | 0.46 | 0.17 | 0.73 | 0 | 12.9
| Analytical results for Sr in OREAS 48 (Certified Value 464 ppm) | [18 empty] | Certified
Sr | Round | Replicate | Lab | Lab | Lab | Lab | Lab | Lab | Lab | Lab | Lab | Lab | Lab | Lab | Lab | Lab | Lab |  |  | 1
| No | No | 01 | 03 | 04 | 05 | 06 | 07 | 08 | 10 | 12 | 13 | 15 | 16 | 17 | 18 | 20 |  |  | ppm
|  |  | PF*MS | PF*MS | BF*OES/MS | PF*OES/MS | PF*MS | PF*OES | PF*OES/MS | PF*MS | PF*MS | PF*MS | PF*MS | PF*MS | BF*MS | PF*OES/MS | PF*OES |  |  | 0
0
| 1 | 1 | 448.448 | 477 | 440.4035 | 490 | 474 | 458 | 460 | 452 | 430 | 460 | 460 | 450 | 451.4537 | 484 | 451.43 |  |  | 1
| 1 | 2 | 440.4608 | 478 | 460.1781 | 490 | 477 | 459 | 453 | 456 | 480 | 450 | 490 | 430 | 441.4518 | 500 | 437.59 |  |  | #N/A
| 1 | 3 | 445.7248 | 486 | 459.5536 | 510 | 482 | 491 | 455 | 460 | 440 | 460 | 450 | 410 | 442.6324 | 504 | 454.84 |  |  | 16
| 1 | 4 | 442.1408 | 478 | 447.551 | 490 | 476 | 485 | 457 | 459 | 480 | 460 | 490 | 480 | 446.4126 | 490 | 435.8 |  |  | 464.1496
| 1 | 5 | 442.6736 | 471 | 430.5341 | 480 | 471 | 483 | 470 | 466 | 450 | 460 | 490 | 450 | 435.0125 | 498 | 457.39 |  |  | 49
| 1 | 6 | 447.2816 | 484 | 429.3775 | 510 | 481 | 485 | 465 | 455 | 470 | 450 | 450 | 500 | 436.902 | 490 | 468.22
| Mean |  | 444.4549 | 479 | 444.5996 | 495 | 476.8333 | 476.8333 | 460 | 458 | 458.3333 | 456.6667 | 471.6667 | 453.3333 | 442.3108 | 494.3333 | 450.8783
| Median |  | 444.1992 | 478 | 443.9772 | 490 | 476.5 | 484 | 458.5 | 457.5 | 460 | 460 | 475 | 450 | 442.0421 | 494 | 453.135
| Std Dev. |  | 3.1632 | 5.3666 | 13.5807 | 12.2474 | 4.1673 | 14.4557 | 6.4498 | 4.858 | 21.3698 | 5.164 | 20.4124 | 32.6599 | 6.0627 | 7.5277 | 12.3537
| Rel.Std.Dev. |  | 0.7117% | 1.12% | 3.055% | 2.474% | 0.874% | 3.032% | 1.402% | 1.061% | 4.662% | 1.131% | 4.328% | 7.204% | 1.371% | 1.523% | 2.74%
| PDM3 |  | -4.243% | 3.199% | -4.212% | 6.647% | 2.733% | 2.733% | -0.894% | -1.325% | -1.253% | -1.612% | 1.62% | -2.33% | -4.705% | 6.503% | -2.859%
| Z-Score (Absolute) |  | 0.68 | 1.01 | 0.67 | 1.8 | 0.91 | 0.91 | 0.08 | 0.02 | 0 | 0.08 | 0.65 | 0.25 | 0.79 | 1.77 | 0.37
| Analytical results for Ta in OREAS 48 (Indicative Value 0.35 ppm) | [18 empty] | Indicative
Ta | Round | Replicate | Lab | Lab | Lab | Lab | Lab | Lab | Lab | Lab | Lab | Lab | Lab | Lab | Lab | Lab |  |  |  | 1
| No | No | 02 | 03 | 04 | 05 | 06 | 07 | 08 | 10 | 12 | 13 | 15 | 16 | 17 | 18 |  |  |  | ppm
|  |  | PF*MS | PF*MS | BF*OES/MS | PF*OES/MS | PF*MS | PF*MS | PF*OES/MS | PF*MS | PF*MS | PF*MS | PF*MS | PF*MS | BF*MS | PF*OES/MS |  |  |  | 2
2
| 1 | 1 | 0.2 | 0.3 | 0.18347 | 0.5 | < 5 | < 0.5 | 0.4 | < 10 | 0.22 | 0.26 | 0.3 | 0.41 | 0.2164 | < 3 |  |  |  | 1
| 1 | 2 | 0.6 | 0.4 | 0.19578 | 0.5 | < 5 | < 0.5 | 0.4 | < 10 | 0.8 | 0.28 | 0.28 | 0.29 | 0.2246 | < 3 |  |  |  | 2
| 1 | 3 | 0.8 | 0.4 | 0.20299 | 0.4 | < 5 | < 0.5 | 0.4 | < 10 | 0.26 | 0.19 | 0.26 | 0.21 | 0.1957 | < 3 |  |  |  | 16
| 1 | 4 | 0.4 | 0.5 | 0.21684 | 0.5 | < 5 | < 0.5 | 0.4 | < 10 | 0.67 | 0.13 | 0.28 | 0.94 | 0.2097 | < 3 |  |  |  | 0.35074
| 1 | 5 | 0.3 | 0.2 | 0.21453 | 0.5 | < 5 | < 0.5 | 0.3 | < 10 | 0.34 | 0.26 | 0.22 | 0.27 | 0.2032 | < 3 |  |  |  | 8
| 1 | 6 | 1.1 | 0.5 | 0.18439 | 0.5 | < 5 | < 0.5 | 0.4 | < 10 | 0.28 | 0.18 | 0.22 | 0.79 | 0.1969 | < 3
| Mean |  | 0.56667 | 0.38333 | 0.19967 | 0.48333 |  |  | 0.38333 |  | 0.42833 | 0.21667 | 0.26 | 0.485 | 0.20775
| Median |  | 0.5 | 0.4 | 0.19939 | 0.5 |  |  | 0.4 |  | 0.31 | 0.225 | 0.27 | 0.35 | 0.20645
| Std Dev. |  | 0.33862 | 0.1169 | 0.014407 | 0.040825 |  |  | 0.040825 |  | 0.24417 | 0.058878 | 0.033466 | 0.30514 | 0.011368
| Rel.Std.Dev. |  | 59.76% | 30.5% | 7.215% | 8.447% |  |  | 10.65% |  | 57% | 27.17% | 12.87% | 62.92% | 5.472%
| PDM3 |  | 61.56% | 9.292% | -43.07% | 37.8% |  |  | 9.292% |  | 22.12% | -38.23% | -25.87% | 38.28% | -40.77%
| Z-Score (Absolute) |  | 0.68 | 0.1 | 0.88 | 0.33 | 8.92 | 0.66 | 0.1 | 19.57 | 0.1 | 0.81 | 0.62 | 0.34 | 0.84 | 4.66
| Analytical results for Tb in OREAS 48 (Certified Value 0.35 ppm) | [18 empty] | Certified
Tb | Round | Replicate | Lab | Lab | Lab | Lab | Lab | Lab | Lab | Lab | Lab | Lab | Lab | Lab | Lab | Lab | Lab |  |  | 1
| No | No | 01 | 02 | 03 | 04 | 05 | 06 | 07 | 08 | 10 | 12 | 13 | 15 | 16 | 17 | 18 |  |  | ppm
|  |  | PF*MS | PF*MS | PF*MS | BF*OES/MS | PF*OES/MS | BF*MS | PF*MS | PF*OES/MS | PF*MS | PF*MS | PF*MS | PF*MS | PF*MS | BF*MS | PF*OES/MS |  |  | 2
3
| 1 | 1 | 0.3736 | < 2 | 0.3 | 0.42761 | 0.34 | 0.36 | 0.36 | 0.3 | 0.38 | 0.37 | 0.33 | 0.29 | 0.26 | 0.3543 | 0.34 |  |  | 1
| 1 | 2 | 0.4065 | < 2 | 0.4 | 0.4235 | 0.39 | 0.34 | 0.38 | 0.4 | 0.4 | 0.33 | 0.35 | 0.38 | 0.25 | 0.3336 | 0.35 |  |  | 11
| 1 | 3 | 0.3966 | < 2 | 0.4 | 0.45742 | 0.34 | 0.36 | 0.35 | 0.3 | 0.35 | 0.33 | 0.34 | 0.35 | 0.28 | 0.3526 | 0.34 |  |  | 16
| 1 | 4 | 0.3575 | < 2 | 0.4 | 0.46847 | 0.37 | 0.35 | 0.32 | 0.3 | 0.36 | 0.35 | 0.34 | 0.36 | 0.39 | 0.3375 | 0.35 |  |  | 0.35147
| 1 | 5 | 0.4305 | < 2 | 0.4 | 0.43943 | 0.36 | 0.35 | 0.34 | 0.3 | 0.39 | 0.34 | 0.35 | 0.39 | 0.37 | 0.3261 | 0.34 |  |  | 50
| 1 | 6 | 0.3992 | < 2 | 0.3 | 0.43534 | 0.39 | 0.34 | 0.34 | 0.4 | 0.4 | 0.35 | 0.33 | 0.32 | 0.31 | 0.3452 | 0.35
| Mean |  | 0.39398 |  | 0.36667 | 0.44196 | 0.365 | 0.35 | 0.34833 | 0.33333 | 0.38 | 0.345 | 0.34 | 0.34833 | 0.31 | 0.34155 | 0.345
| Median |  | 0.3979 |  | 0.4 | 0.43739 | 0.365 | 0.35 | 0.345 | 0.3 | 0.385 | 0.345 | 0.34 | 0.355 | 0.295 | 0.34135 | 0.345
| Std Dev. |  | 0.025576 |  | 0.05164 | 0.01754 | 0.022583 | 0.0089443 | 0.020412 | 0.05164 | 0.020976 | 0.015166 | 0.0089443 | 0.037639 | 0.05831 | 0.011102 | 0.0054772
| Rel.Std.Dev. |  | 6.492% |  | 14.08% | 3.969% | 6.187% | 2.556% | 5.86% | 15.49% | 5.52% | 4.396% | 2.631% | 10.81% | 18.81% | 3.251% | 1.588%
| PDM3 |  | 12.1% |  | 4.324% | 25.75% | 3.85% | -0.4178% | -0.892% | -5.16% | 8.118% | -1.84% | -3.263% | -0.892% | -11.8% | -2.822% | -1.84%
| Z-Score (Absolute) |  | 3.69 | 52.73 | NA | 7.58 | 1.35 | 0.13 | 0 | NA | 2.56 | 0.27 | 0.67 | 0 | 3.1 | 0.55 | 0.27
Results from laboratories 3 and 8 were removed due to their 0.1 ppm reading resolution.
| Analytical results for Te in OREAS 48 (Certified Value < 0.5 ppm) | [18 empty] | Certified
Te | Round | Replicate | Lab | Lab | Lab | Lab | Lab | Lab | Lab | Lab | Lab | [8 empty] | 1
| No | No | 05 | 06 | 07 | 08 | 12 | 13 | 15 | 16 | 18 | [8 empty] | ppm
|  |  | PF*OES/MS | PF*MS | PF*MS | PF*OES/MS | PF*MS | PF*MS | PF*MS | PF*MS | PF*OES/MS | [8 empty] | 2
2
| 1 | 1 | < 1 | < 5 | < 1 | < 6 | < 0.5 | < 0.5 | < 0.5 | < 0.5 | < 5 | [8 empty] | 1
| 1 | 2 | < 1 | < 5 | < 1 | < 6 | < 0.5 | < 0.5 | < 0.5 | < 0.5 | < 5 | [8 empty] | 8
| 1 | 3 | < 1 | < 5 | < 1 | < 6 | < 0.5 | < 0.5 | < 0.5 | < 0.5 | < 5 | [8 empty] | 16
| 1 | 4 | < 1 | < 5 | < 1 | < 6 | < 0.5 | < 0.5 | < 0.5 | < 0.5 | < 5 | [8 empty] | < 0.5
| 1 | 5 | < 1 | < 5 | < 1 | < 6 | < 0.5 | < 0.5 | < 0.5 | < 0.5 | < 5 | [8 empty] | 51
| 1 | 6 | < 1 | < 5 | < 1 | < 6 | < 0.5 | < 0.5 | < 0.5 | < 0.5 | < 5
Mean
Median
Std Dev.
Rel.Std.Dev.
PDM3
| Z-Score (Absolute) |  | 0 | 5.39 | 0 | 6.74 | 0.67 | 0.67 | 0.67 | 0.67 | 5.39
| Analytical results for Th in OREAS 48 (Certified Value 2.46 ppm) | [18 empty] | Certified
Th | Round | Replicate | Lab | Lab | Lab | Lab | Lab | Lab | Lab | Lab | Lab | Lab | Lab | Lab | Lab | Lab |  |  |  | 1
| No | No | 03 | 04 | 05 | 06 | 07 | 08 | 10 | 11 | 12 | 13 | 15 | 16 | 17 | 18 |  |  |  | ppm
|  |  | PF*MS | BF*OES/MS | PF*OES/MS | BF*MS | PF*MS | PF*OES/MS | PF*MS | BF*MS | PF*MS | PF*MS | PF*MS | PF*MS | BF*MS | PF*OES/MS |  |  |  | 2
3
| 1 | 1 | 2.5 | 2.4908 | 2.7 | 5.16 | 2.5 | 2.5 | 4.2 | 2.11 | 2.3 | 2.3 | 2.5 | 2.4 | 2.4003 | 2 |  |  |  | 1
| 1 | 2 | 2.6 | 2.3556 | 2.6 | 5.13 | 2.7 | 2.6 | 2.9 | 2.09 | 2.3 | 2.6 | 2.6 | 2.4 | 2.4558 | 3 |  |  |  | #N/A
| 1 | 3 | 2.6 | 2.5427 | 2.8 | 4.91 | 2.4 | 2.5 | 2.8 | 2.11 | 2.4 | 2.5 | 2.4 | 2.5 | 2.4697 | 3 |  |  |  | 16
| 1 | 4 | 2.5 | 2.5003 | 2.6 | 5.07 | 2.4 | 2.5 | 4.9 | 2.09 | 2.5 | 2.4 | 2.4 | 2.3 | 2.4636 | 3 |  |  |  | 2.4586
| 1 | 5 | 2.5 | 2.3874 | 2.8 | 5.16 | 2.5 | 2.7 | 3 | 2.13 | 2.4 | 2.3 | 2.3 | 2.5 | 2.3406 | 3 |  |  |  | 52
| 1 | 6 | 2.6 | 2.424 | 2.7 | 5.31 | 2.4 | 2.4 | 3.1 | 2.05 | 2.4 | 2.5 | 2.2 | 2.6 | 2.5346 | 3
| Mean |  | 2.55 | 2.4501 | 2.7 | 5.1233 | 2.4833 | 2.5333 | 3.4833 | 2.0967 | 2.3833 | 2.4333 | 2.4 | 2.45 | 2.4441 | 2.8333
| Median |  | 2.55 | 2.4574 | 2.7 | 5.145 | 2.45 | 2.5 | 3.05 | 2.1 | 2.4 | 2.45 | 2.4 | 2.45 | 2.4597 | 3
| Std Dev. |  | 0.054772 | 0.072506 | 0.089443 | 0.1311 | 0.1169 | 0.10328 | 0.8612 | 0.027325 | 0.075277 | 0.12111 | 0.14142 | 0.10488 | 0.066323 | 0.40825
| Rel.Std.Dev. |  | 2.148% | 2.959% | 3.313% | 2.559% | 4.708% | 4.077% | 24.72% | 1.303% | 3.158% | 4.977% | 5.893% | 4.281% | 2.714% | 14.41%
| PDM3 |  | 3.717% | -0.3451% | 9.818% | 108.4% | 1.005% | 3.039% | 41.68% | -14.72% | -3.062% | -1.028% | -2.384% | -0.3505% | -0.5905% | 15.24%
| Z-Score (Absolute) |  | 1.01 | 0 | 2.52 | 26.98 | 0.34 | 0.84 | 10.43 | 3.57 | 0.67 | 0.17 | 0.51 | 0 | 0.06 | NA
Results from laboratory 18 were removed due to their 1 ppm reading resolution.
| Analytical results for Ti in OREAS 48 (Certified Value 0.324 wt.%) | [18 empty] | Certified
Ti | Round | Replicate | Lab | Lab | Lab | Lab | Lab | Lab | Lab | Lab | Lab | Lab | Lab | Lab | Lab | Lab | Lab |  |  | 1
| No | No | 01 | 03 | 04 | 05 | 06 | 07 | 08 | 10 | 12 | 13 | 15 | 16 | 17 | 18 | 20 |  |  | wt.%
|  |  | PF*OES | PF*OES | BF*OES/MS | PF*OES/MS | PF*MS | PF*OES | PF*OES/MS | PF*MS | PF*MS | PF*MS | PF*MS | PF*MS | BF*MS | PF*OES/MS | PF*OES |  |  | 3
3
| 1 | 1 | 0.31468 | 0.34 | 0.31892 | 0.33 | 0.33 | 0.32 | 0.32 | 0.3106 | 0.322 | 0.323 | 0.323 | 0.312 | 0.31695 | 0.327 | 0.336 |  |  | 1
| 1 | 2 | 0.31402 | 0.33 | 0.32439 | 0.32 | 0.33 | 0.33 | 0.33 | 0.3137 | 0.328 | 0.327 | 0.342 | 0.309 | 0.31503 | 0.333 | 0.324 |  |  | #N/A
| 1 | 3 | 0.31224 | 0.33 | 0.33008 | 0.32 | 0.33 | 0.34 | 0.32 | 0.3228 | 0.316 | 0.327 | 0.323 | 0.316 | 0.31785 | 0.327 | 0.336 |  |  | 16
| 1 | 4 | 0.31121 | 0.34 | 0.3281 | 0.32 | 0.33 | 0.34 | 0.33 | 0.3143 | 0.321 | 0.326 | 0.34 | 0.322 | 0.31257 | 0.325 | 0.318 |  |  | 0.32427
| 1 | 5 | 0.31316 | 0.32 | 0.32108 | 0.32 | 0.33 | 0.34 | 0.32 | 0.3251 | 0.323 | 0.325 | 0.323 | 0.317 | 0.31629 | 0.326 | 0.336 |  |  | 53
| 1 | 6 | 0.3089 | 0.33 | 0.31911 | 0.33 | 0.33 | 0.34 | 0.32 | 0.3181 | 0.327 | 0.324 | 0.313 | 0.323 | 0.31149 | 0.327 | 0.348
| Mean |  | 0.31237 | 0.33167 | 0.32361 | 0.32333 | 0.33 | 0.335 | 0.32333 | 0.31743 | 0.32283 | 0.32533 | 0.32733 | 0.3165 | 0.31503 | 0.3275 | 0.333
| Median |  | 0.3127 | 0.33 | 0.32273 | 0.32 | 0.33 | 0.34 | 0.32 | 0.3162 | 0.3225 | 0.3255 | 0.323 | 0.3165 | 0.31566 | 0.327 | 0.336
| Std Dev. |  | 0.002104 | 0.0075277 | 0.0047182 | 0.005164 | 0 | 0.0083666 | 0.005164 | 0.0056298 | 0.0043551 | 0.001633 | 0.01129 | 0.0054681 | 0.0025202 | 0.0028107 | 0.010564
| Rel.Std.Dev. |  | 0.6736% | 2.27% | 1.458% | 1.597% | 0% | 2.497% | 1.597% | 1.774% | 1.349% | 0.5019% | 3.449% | 1.728% | 0.8% | 0.8582% | 3.172%
| PDM3 |  | -3.669% | 2.282% | -0.2014% | -0.2876% | 1.768% | 3.31% | -0.2876% | -2.107% | -0.4418% | 0.3292% | 0.9459% | -2.395% | -2.849% | 0.9973% | 2.693%
| Z-Score (Absolute) |  | 1.23 | 0.88 | 0 | 0.03 | 0.7 | 1.24 | 0.03 | 0.67 | 0.09 | 0.19 | 0.41 | 0.78 | 0.94 | 0.42 | 0.99
| Analytical results for Tl in OREAS 48 (Certified Value 0.19 ppm) | [18 empty] | Certified
Tl | Round | Replicate | Lab | Lab | Lab | Lab | Lab | Lab | Lab | Lab | Lab | [8 empty] | 1
| No | No | 05 | 07 | 08 | 10 | 12 | 13 | 15 | 16 | 18 | [8 empty] | ppm
|  |  | PF*OES/MS | PF*MS | PF*OES/MS | PF*MS | PF*MS | PF*MS | PF*MS | PF*MS | PF*OES/MS | [8 empty] | 2
2
| 1 | 1 | < 0.5 | < 0.5 | 0.2 | < 0.5 | 0.19 | 0.17 | 0.16 | 0.16 | 0.19 | [8 empty] | 1
| 1 | 2 | < 0.5 | < 0.5 | 0.2 | < 0.5 | 0.2 | 0.18 | 0.2 | 0.2 | 0.21 | [8 empty] | #N/A
| 1 | 3 | < 0.5 | < 0.5 | 0.2 | < 0.5 | 0.21 | 0.15 | 0.2 | 0.17 | 0.2 | [8 empty] | 16
| 1 | 4 | < 0.5 | < 0.5 | 0.3 | < 0.5 | 0.19 | 0.17 | 0.15 | 0.18 | 0.21 | [8 empty] | 0.18556
| 1 | 5 | < 0.5 | < 0.5 | 0.2 | < 0.5 | 0.17 | 0.17 | 0.18 | 0.17 | 0.23 | [8 empty] | 54
| 1 | 6 | < 0.5 | < 0.5 | 0.2 | < 0.5 | 0.19 | 0.17 | 0.14 | 0.18 | 0.19
| Mean |  |  |  | 0.21667 |  | 0.19167 | 0.16833 | 0.17167 | 0.17667 | 0.205
| Median |  |  |  | 0.2 |  | 0.19 | 0.17 | 0.17 | 0.175 | 0.205
| Std Dev. |  |  |  | 0.040825 |  | 0.013292 | 0.0098319 | 0.025626 | 0.013663 | 0.015166
| Rel.Std.Dev. |  |  |  | 18.84% |  | 6.935% | 5.841% | 14.93% | 7.734% | 7.398%
| PDM3 |  |  |  | 16.77% |  | 3.293% | -9.281% | -7.485% | -4.79% | 10.48%
| Z-Score (Absolute) |  | 0.91 | 0.91 | 0.24 | 0.91 | 0.27 | 0.74 | 0.67 | 0.57 | 0
| Analytical results for Tm in OREAS 48 (Certified Value 0.16 ppm) | [18 empty] | Certified
Tm | Round | Replicate | Lab | Lab | Lab | Lab | Lab | Lab | Lab | Lab | Lab | Lab | Lab | Lab | Lab | Lab | Lab |  |  | 1
| No | No | 01 | 02 | 03 | 04 | 05 | 06 | 07 | 08 | 10 | 12 | 13 | 15 | 16 | 17 | 18 |  |  | ppm
|  |  | PF*MS | PF*MS | PF*MS | BF*OES/MS | PF*OES/MS | BF*MS | PF*MS | PF*OES/MS | PF*MS | PF*MS | PF*MS | PF*MS | PF*MS | BF*MS | PF*OES/MS |  |  | 2
2
| 1 | 1 | 0.1235 | < 2 | 0.2 | 0.23896 | 0.15 | 0.19 | 0.16 | 0.2 | 0.19 | 0.16 | 0.15 | 0.15 | 0.11 | 0.1605 | 0.17 |  |  | 1
| 1 | 2 | 0.1252 | < 2 | 0.2 | 0.25589 | 0.15 | 0.18 | 0.15 | 0.2 | 0.19 | 0.16 | 0.16 | 0.16 | 0.17 | 0.1568 | 0.16 |  |  | 12
| 1 | 3 | 0.1213 | < 2 | 0.2 | 0.23973 | 0.14 | 0.18 | 0.15 | 0.2 | 0.16 | 0.13 | 0.17 | 0.13 | 0.14 | 0.1646 | 0.18 |  |  | 16
| 1 | 4 | 0.1248 | < 2 | 0.2 | 0.24498 | 0.16 | 0.19 | 0.14 | 0.2 | 0.18 | 0.17 | 0.15 | 0.14 | 0.11 | 0.1599 | 0.17 |  |  | 0.15542
| 1 | 5 | 0.1356 | < 2 | 0.2 | 0.26195 | 0.14 | 0.19 | 0.16 | 0.2 | 0.18 | 0.15 | 0.16 | 0.16 | 0.12 | 0.161 | 0.17 |  |  | 55
| 1 | 6 | 0.1386 | < 2 | 0.2 | 0.24373 | 0.14 | 0.19 | 0.14 | 0.1 | 0.17 | 0.16 | 0.17 | 0.11 | 0.16 | 0.1562 | 0.16
| Mean |  | 0.12817 |  | 0.2 | 0.24754 | 0.14667 | 0.18667 | 0.15 | 0.18333 | 0.17833 | 0.155 | 0.16 | 0.14167 | 0.135 | 0.15983 | 0.16833
| Median |  | 0.125 |  | 0.2 | 0.24436 | 0.145 | 0.19 | 0.15 | 0.2 | 0.18 | 0.16 | 0.16 | 0.145 | 0.13 | 0.1602 | 0.17
| Std Dev. |  | 0.0071158 |  | 3.0405e-17 | 0.0093042 | 0.008165 | 0.005164 | 0.0089443 | 0.040825 | 0.01169 | 0.013784 | 0.0089443 | 0.019408 | 0.025884 | 0.0030638 | 0.0075277
| Rel.Std.Dev. |  | 5.552% |  | 1.52e-14% | 3.759% | 5.567% | 2.766% | 5.963% | 22.27% | 6.555% | 8.893% | 5.59% | 13.7% | 19.17% | 1.917% | 4.472%
| PDM3 |  | -17.54% |  | 28.68% | 59.27% | -5.635% | 20.1% | -3.49% | 17.96% | 14.74% | -0.273% | 2.944% | -8.852% | -13.14% | 2.837% | 8.306%
| Z-Score (Absolute) |  | 1.18 | 31.19 | NA | 3.26 | 0.49 | 1 | 0.36 | NA | 0.69 | 0.18 | 0.01 | 0.67 | 0.92 | 0 | 0.32
Results from laboratories 3 and 8 were removed due to their 0.1 ppm reading resolution.
| Analytical results for U in OREAS 48 (Certified Value 0.53 ppm) | [18 empty] | Certified
U | Round | Replicate | Lab | Lab | Lab | Lab | Lab | Lab | Lab | Lab | Lab | Lab | Lab | Lab | Lab | Lab |  |  |  | 1
| No | No | 03 | 04 | 05 | 06 | 07 | 08 | 10 | 11 | 12 | 13 | 15 | 16 | 17 | 18 |  |  |  | ppm
|  |  | PF*MS | BF*OES/MS | PF*OES/MS | BF*MS | PF*MS | PF*OES/MS | PF*MS | BF*MS | PF*MS | PF*MS | PF*MS | PF*MS | BF*MS | PF*OES/MS |  |  |  | 2
2
| 1 | 1 | 0.6 | < 3 | 0.6 | 0.5 | 0.5 | 0.6 | 0.68 | 0.37 | 0.4 | 0.6 | 0.5 | 0.6 | 0.4909 | < 1 |  |  |  | 1
| 1 | 2 | 0.6 | < 3 | 0.6 | 0.52 | 0.52 | 0.7 | 0.59 | 0.41 | 0.5 | 0.5 | 0.5 | 0.5 | 0.4904 | < 1 |  |  |  | #N/A
| 1 | 3 | 2.4 | < 3 | 0.7 | 0.52 | 0.49 | 0.7 | 0.59 | 0.36 | 0.6 | 0.5 | 0.5 | 0.6 | 0.4973 | < 1 |  |  |  | 16
| 1 | 4 | 0.6 | < 3 | 0.6 | 0.47 | 0.47 | 0.6 | 0.65 | 0.38 | 0.5 | 0.5 | 0.5 | 0.5 | 0.4909 | < 1 |  |  |  | 0.53206
| 1 | 5 | 0.6 | < 3 | 0.6 | 0.48 | 0.47 | 0.6 | 0.67 | 0.36 | 0.5 | 0.5 | 0.5 | 0.5 | 0.4972 | < 1 |  |  |  | 56
| 1 | 6 | 0.7 | < 3 | 0.7 | 0.51 | 0.5 | 0.8 | 0.65 | 0.38 | 0.5 | 0.5 | 0.5 | 0.5 | 0.4945 | < 1
| Mean |  | 0.91667 |  | 0.63333 | 0.5 | 0.49167 | 0.66667 | 0.63833 | 0.37667 | 0.5 | 0.51667 | 0.5 | 0.53333 | 0.49353
| Median |  | 0.6 |  | 0.6 | 0.505 | 0.495 | 0.65 | 0.65 | 0.375 | 0.5 | 0.5 | 0.5 | 0.5 | 0.4927
| Std Dev. |  | 0.72778 |  | 0.05164 | 0.020976 | 0.019408 | 0.08165 | 0.0392 | 0.018619 | 0.063246 | 0.040825 | 0 | 0.05164 | 0.0032327
| Rel.Std.Dev. |  | 79.39% |  | 8.154% | 4.195% | 3.947% | 12.25% | 6.141% | 4.943% | 12.65% | 7.902% | 0% | 9.682% | 0.655%
| PDM3 |  | 72.29% |  | 19.03% | -6.026% | -7.592% | 25.3% | 19.97% | -29.21% | -6.026% | -2.893% | -6.026% | 0.2395% | -7.241%
| Z-Score (Absolute) |  | 13.22 | 32.1 | 4.05 | 0.27 | 0.54 | 5.12 | 4.21 | 4.26 | 0.27 | 0.27 | 0.27 | 0.81 | 0.48 | 0.27
| Analytical results for V in OREAS 48 (Certified Value 115 ppm) | [18 empty] | Certified
V | Round | Replicate | Lab | Lab | Lab | Lab | Lab | Lab | Lab | Lab | Lab | Lab | Lab | Lab | Lab | Lab |  |  |  | 1
| No | No | 01 | 03 | 05 | 06 | 07 | 08 | 10 | 12 | 13 | 15 | 16 | 17 | 18 | 20 |  |  |  | ppm
|  |  | PF*OES | PF*OES | PF*OES/MS | PF*MS | PF*OES | PF*OES/MS | PF*MS | PF*MS | PF*MS | PF*MS | PF*MS | BF*MS | PF*OES/MS | PF*OES |  |  |  | 0
0
| 1 | 1 | 108.0185 | 114 | 110 | 115 | 109 | 120 | 123 | 110 | 114 | 101 | 101 | 114.7285 | 112 | 104.77 |  |  |  | 1
| 1 | 2 | 104.038 | 111 | 110 | 116 | 111 | 118 | 125 | 121 | 114 | 109 | 123 | 110.8478 | 114 | 101.29 |  |  |  | #N/A
| 1 | 3 | 106.2705 | 112 | 110 | 114 | 119 | 119 | 116 | 116 | 110 | 102 | 114 | 111.852 | 116 | 103.1 |  |  |  | 16
| 1 | 4 | 106.8595 | 120 | 110 | 123 | 118 | 119 | 121 | 119 | 113 | 106 | 124 | 110.9418 | 118 | 97.49 |  |  |  | 114.7902
| 1 | 5 | 106.85 | 108 | 110 | 115 | 117 | 121 | 125 | 118 | 110 | 101 | 110 | 112.0984 | 113 | 104.1 |  |  |  | 57
| 1 | 6 | 103.4775 | 120 | 110 | 118 | 119 | 120 | 126 | 121 | 115 | 97 | 128 | 112.3106 | 118 | 108.91
| Mean |  | 105.919 | 114.1667 | 110 | 116.8333 | 115.5 | 119.5 | 122.6667 | 117.5 | 112.6667 | 102.6667 | 116.6667 | 112.1299 | 115.1667 | 103.2767
| Median |  | 106.5602 | 113 | 110 | 115.5 | 117.5 | 119.5 | 124 | 118.5 | 113.5 | 101.5 | 118.5 | 111.9752 | 115 | 103.6
| Std Dev. |  | 1.7766 | 4.916 | 0 | 3.3116 | 4.3704 | 1.0488 | 3.7238 | 4.1352 | 2.1602 | 4.2269 | 10.1915 | 1.4085 | 2.5626 | 3.7975
| Rel.Std.Dev. |  | 1.677% | 4.306% | 0% | 2.834% | 3.784% | 0.8777% | 3.036% | 3.519% | 1.917% | 4.117% | 8.736% | 1.256% | 2.225% | 3.677%
| PDM3 |  | -7.728% | -0.5432% | -4.173% | 1.78% | 0.6184% | 4.103% | 6.862% | 2.361% | -1.85% | -10.56% | 1.635% | -2.318% | 0.328% | -10.03%
| Z-Score (Absolute) |  | 2.2 | 0.13 | 1.17 | 0.54 | 0.21 | 1.21 | 2.01 | 0.71 | 0.5 | 3.01 | 0.5 | 0.64 | 0.13 | 2.86
| Analytical results for W in OREAS 48 (Certified Value 0.78 ppm) | [18 empty] | Certified
W | Round | Replicate | Lab | Lab | Lab | Lab | Lab | Lab | Lab | Lab | Lab | Lab | Lab | Lab | Lab | Lab |  |  |  | 1
| No | No | 03 | 04 | 05 | 06 | 07 | 08 | 10 | 12 | 13 | 15 | 16 | 17 | 18 | 20 |  |  |  | ppm
|  |  | PF*MS | BF*OES/MS | PF*OES/MS | PF*MS | PF*MS | PF*OES/MS | PF*MS | PF*MS | PF*MS | PF*MS | PF*MS | BF*MS | PF*OES/MS | PF*OES |  |  |  | 2
2
| 1 | 1 | 3 | < 5 | 1 | < 10 | < 1 | 1.3 | < 100 | 0.5 | 0.7 | 0.9 | 0.8 | 0.5999 | < 5 | 9.29 |  |  |  | 1
| 1 | 2 | 2 | < 5 | < 1 | < 10 | < 1 | 0.8 | < 100 | 0.7 | 0.6 | 0.8 | 0.7 | 0.6208 | < 5 |  |  |  |  | #N/A
| 1 | 3 | 3 | < 5 | < 1 | < 10 | < 1 | 1.2 | < 100 | 0.7 | 0.6 | 0.8 | 0.8 | 0.5741 | < 5 |  |  |  |  | 16
| 1 | 4 | 2 | < 5 | < 1 | < 10 | < 1 | 1 | < 100 | 0.7 | 0.6 | 1 | 1.1 | 0.6105 | < 5 | 6.44 |  |  |  | 0.78422
| 1 | 5 | 2 | < 5 | 1 | < 10 | < 1 | 1 | < 100 | 0.6 | 0.7 | 0.8 | 1.3 | 0.5281 | < 5 |  |  |  |  | 58
| 1 | 6 | 2 | < 5 | < 1 | < 10 | < 1 | 1.9 | < 100 | 0.6 | 1.8 | 0.7 | 1.1 | 0.4985 | < 5
| Mean |  | 2.3333 |  | 1 |  |  | 1.2 |  | 0.63333 | 0.83333 | 0.83333 | 0.96667 | 0.57198 |  | 7.865
| Median |  | 2 |  | 1 |  |  | 1.1 |  | 0.65 | 0.65 | 0.8 | 0.95 | 0.587 |  | 7.865
| Std Dev. |  | 0.5164 |  | 0 |  |  | 0.38471 |  | 0.08165 | 0.4761 | 0.10328 | 0.23381 | 0.048941 |  | 2.0153
| Rel.Std.Dev. |  | 22.13% |  | 0% |  |  | 32.06% |  | 12.89% | 57.13% | 12.39% | 24.19% | 8.556% |  | 25.62%
| PDM3 |  | 197.5% |  | 27.52% |  |  | 53.02% |  | -19.24% | 6.263% | 6.263% | 23.26% | -27.06% |  | 902.9%
| Z-Score (Absolute) |  | NA | 1.75 | NA | 4.83 | 0.72 | 0.14 | 60.26 | 0.55 | 0.31 | 0.31 | 0.14 | 0.63 | 1.75 | 8.35
Results from laboratories 3 and 5 were removed due to their 1 ppm reading resolution.
| Analytical results for Y in OREAS 48 (Certified Value 10.5 ppm) | [18 empty] | Certified
Y | Round | Replicate | Lab | Lab | Lab | Lab | Lab | Lab | Lab | Lab | Lab | Lab | Lab | Lab | Lab | Lab | Lab | Lab | Lab | 1
| No | No | 01 | 02 | 03 | 04 | 05 | 06 | 07 | 08 | 10 | 11 | 12 | 13 | 15 | 16 | 17 | 18 | 20 | ppm
|  |  | PF*MS | PF*MS | PF*MS | BF*OES/MS | PF*OES/MS | BF*MS | PF*MS | PF*OES/MS | PF*MS | BF*MS | PF*MS | PF*MS | PF*MS | PF*MS | BF*MS | PF*OES/MS | PF*OES | 1
2
| 1 | 1 | 9.5649 | 12 | 10.1 | 14.2455 | 11.8 | 10.03 | 10.9 | 11.1 | 12.16 | 11.51 | 9.6 | 10.7 | 10 | 9.7 | 9.7232 | 10 | 9.08 | 1
| 1 | 2 | 9.5435 | 13 | 10.5 | 13.98 | 11.7 | 10.01 | 11.4 | 10.3 | 12.18 | 11.6 | 10 | 10.8 | 10.2 | 9.5 | 9.6818 | 11 | 8.71 | #N/A
| 1 | 3 | 9.407 | 12 | 10.6 | 13.5402 | 11.8 | 10.05 | 10.5 | 10.6 | 11.3 | 11.46 | 10.4 | 10.5 | 9.7 | 9.5 | 9.8123 | 11 | 9.19 | 16
| 1 | 4 | 9.5334 | 13 | 10.4 | 13.7554 | 11.6 | 10.09 | 10.6 | 10.9 | 11.73 | 11.48 | 9.9 | 10.7 | 10 | 10.7 | 9.7661 | 10 | 9.54 | 10.5423
| 1 | 5 | 9.62 | 12 | 10.1 | 14.3616 | 11.8 | 10.05 | 10.6 | 10.7 | 12.28 | 11.42 | 10.2 | 10.6 | 9.8 | 8.9 | 9.7712 | 10 | 9.07 | 59
| 1 | 6 | 9.4351 | 12 | 10.2 | 13.2398 | 11.6 | 10.08 | 10.5 | 9.9 | 12.35 | 11.55 | 10.6 | 10.3 | 9.3 | 10.1 | 9.7412 | 12 | 9.64
| Mean |  | 9.5173 | 12.3333 | 10.3167 | 13.8538 | 11.7167 | 10.0517 | 10.75 | 10.5833 | 12 | 11.5033 | 10.1167 | 10.6 | 9.8333 | 9.7333 | 9.7493 | 10.6667 | 9.205
| Median |  | 9.5384 | 12 | 10.3 | 13.8677 | 11.75 | 10.05 | 10.6 | 10.65 | 12.17 | 11.495 | 10.1 | 10.65 | 9.9 | 9.6 | 9.7537 | 10.5 | 9.135
| Std Dev. |  | 0.080848 | 0.5164 | 0.2137 | 0.42716 | 0.098319 | 0.029944 | 0.35071 | 0.43089 | 0.40541 | 0.064704 | 0.36009 | 0.17889 | 0.31411 | 0.6121 | 0.044797 | 0.8165 | 0.34075
| Rel.Std.Dev. |  | 0.8495% | 4.187% | 2.071% | 3.083% | 0.8391% | 0.2979% | 3.262% | 4.071% | 3.378% | 0.5625% | 3.559% | 1.688% | 3.194% | 6.289% | 0.4595% | 7.655% | 3.702%
| PDM3 |  | -9.723% | 16.99% | -2.14% | 31.41% | 11.14% | -4.654% | 1.97% | 0.3893% | 13.83% | 9.116% | -4.037% | 0.5474% | -6.725% | -7.673% | -7.522% | 1.18% | -12.68%
| Z-Score (Absolute) |  | 0.86 | 1.41 | 0.22 | 2.64 | 0.92 | 0.43 | 0.13 | 0 | 1.15 | 0.74 | 0.38 | 0.01 | 0.61 | 0.69 | 0.67 | 0.07 | 1.11
| Analytical results for Yb in OREAS 48 (Certified Value 1.03 ppm) | [18 empty] | Certified
Yb | Round | Replicate | Lab | Lab | Lab | Lab | Lab | Lab | Lab | Lab | Lab | Lab | Lab | Lab | Lab | Lab | Lab | Lab |  | 1
| No | No | 01 | 02 | 03 | 04 | 05 | 06 | 07 | 08 | 10 | 11 | 12 | 13 | 15 | 16 | 17 | 18 |  | ppm
|  |  | PF*MS | PF*MS | PF*MS | BF*OES/MS | PF*OES/MS | BF*MS | PF*MS | PF*OES/MS | PF*MS | BF*MS | PF*MS | PF*MS | PF*MS | PF*MS | BF*MS | PF*OES/MS |  | 2
2
| 1 | 1 | 0.97956 | < 2 | 1.1 | 1.2299 | 1 | 1.14 | 1 | 1.4 | 1.1 | 0.91 | 0.92 | 0.9 | 0.96 | 1.17 | 1.0546 | 1.04 |  | 1
| 1 | 2 | 0.85041 | < 2 | 1.1 | 1.2611 | 1 | 1.15 | 1.1 | 1 | 1.1 | 0.91 | 1.05 | 0.91 | 1.13 | 0.96 | 0.987 | 1.05 |  | #N/A
| 1 | 3 | 0.83568 | < 2 | 1 | 1.1397 | 1 | 1.16 | 1 | 1 | 1.2 | 0.86 | 0.86 | 0.93 | 0.85 | 1.09 | 1.0188 | 1.08 |  | 16
| 1 | 4 | 0.90762 | < 2 | 1 | 1.246 | 1.1 | 1.16 | 1 | 1.1 | 1.2 | 0.87 | 1.08 | 1.02 | 0.89 | 1.18 | 0.9757 | 1.09 |  | 1.0296
| 1 | 5 | 0.85381 | < 2 | 1.2 | 1.1268 | 1 | 1.13 | 1.1 | 1.2 | 1.2 | 0.89 | 0.89 | 0.96 | 1.02 | 0.86 | 1.0276 | 1.03 |  | 60
| 1 | 6 | 0.89409 | < 2 | 1.1 | 1.2155 | 1 | 1.11 | 1 | 0.9 | 1.3 | 0.88 | 0.98 | 0.98 | 0.88 | 0.86 | 1.0412 | 1.09
| Mean |  | 0.88686 |  | 1.0833 | 1.2032 | 1.0167 | 1.1417 | 1.0333 | 1.1 | 1.1833 | 0.88667 | 0.96333 | 0.95 | 0.955 | 1.02 | 1.0175 | 1.0633
| Median |  | 0.87395 |  | 1.1 | 1.2227 | 1 | 1.145 | 1 | 1.05 | 1.2 | 0.885 | 0.95 | 0.945 | 0.925 | 1.025 | 1.0232 | 1.065
| Std Dev. |  | 0.053135 |  | 0.075277 | 0.056429 | 0.040825 | 0.019408 | 0.05164 | 0.17889 | 0.075277 | 0.020656 | 0.088694 | 0.045607 | 0.10559 | 0.14683 | 0.030722 | 0.026583
| Rel.Std.Dev. |  | 5.991% |  | 6.949% | 4.69% | 4.016% | 1.7% | 4.997% | 16.26% | 6.361% | 2.33% | 9.207% | 4.801% | 11.06% | 14.4% | 3.019% | 2.5%
| PDM3 |  | -13.86% |  | 5.218% | 16.86% | -1.257% | 10.88% | 0.3614% | 6.836% | 14.93% | -13.88% | -6.437% | -7.732% | -7.247% | -0.9336% | -1.178% | 3.275%
| Z-Score (Absolute) |  | 1.39 | 0.2 | 0.68 | 1.94 | 0.02 | 1.29 | 0.15 | 0.85 | 1.73 | 1.39 | 0.58 | 0.72 | 0.67 | 0.01 | 0.01 | 0.47
| Analytical results for Zn in OREAS 48 (Certified Value 64 ppm) | [18 empty] | Certified
Zn | Round | Replicate | Lab | Lab | Lab | Lab | Lab | Lab | Lab | Lab | Lab | Lab | Lab | Lab | Lab | Lab |  |  |  | 1
| No | No | 01 | 04 | 05 | 06 | 07 | 08 | 10 | 12 | 13 | 15 | 16 | 17 | 18 | 20 |  |  |  | ppm
|  |  | PF*OES | BF*OES/MS | PF*OES/MS | PF*MS | PF*OES | PF*OES/MS | PF*MS | PF*MS | PF*MS | PF*MS | PF*MS | BF*MS | PF*OES/MS | PF*OES |  |  |  | 0
0
| 1 | 1 | 63.561 | 58.4566 | 60 | 54.94 | 70 | 70 | 64 | 60 | 70 | 50 | 30 | 62.0826 | 69 | 88.74 |  |  |  | 1
| 1 | 2 | 64.595 | 60.6334 | 60 | 55.32 | 73 | 70 | 62 | 60 | 70 | 50 | 60 | 61.3358 | 67 | 81.58 |  |  |  | #N/A
| 1 | 3 | 65.509 | 59.3358 | 60 | 55.54 | 70 | 70 | 65 | 70 | 70 | 50 | 70 | 61.0755 | 75 | 83.59 |  |  |  | 16
| 1 | 4 | 67.918 | 58.6786 | 60 | 55.5 | 69 | 80 | 143 | 60 | 70 | 50 | 70 | 61.5308 | 72 | 81.49 |  |  |  | 63.6827
| 1 | 5 | 64.769 | 57.4511 | 60 | 55.14 | 95 | 80 | 66 | 60 | 70 | 50 | 60 | 61.3078 | 74 | 88.06 |  |  |  | 61
| 1 | 6 | 63.286 | 59.1697 | 60 | 55.64 | 70 | 80 | 60 | 60 | 70 | 50 | 70 | 61.6718 | 67 | 94.88
| Mean |  | 64.9397 | 58.9542 | 60 | 55.3467 | 74.5 | 75 | 76.6667 | 61.6667 | 70 | 50 | 60 | 61.5007 | 70.6667 | 86.39
| Median |  | 64.682 | 58.9242 | 60 | 55.41 | 70 | 75 | 64.5 | 60 | 70 | 50 | 65 | 61.4333 | 70.5 | 85.825
| Std Dev. |  | 1.672 | 1.0578 | 0 | 0.26673 | 10.1341 | 5.4772 | 32.5679 | 4.0825 | 0 | 0 | 15.4919 | 0.35042 | 3.5024 | 5.2034
| Rel.Std.Dev. |  | 2.575% | 1.794% | 0% | 0.4819% | 13.6% | 7.303% | 42.48% | 6.62% | 0% | 0% | 25.82% | 0.5698% | 4.956% | 6.023%
| PDM3 |  | 1.974% | -7.425% | -5.783% | -13.09% | 16.99% | 17.77% | 20.39% | -3.166% | 9.92% | -21.49% | -5.783% | -3.426% | 10.97% | 35.66%
| Z-Score (Absolute) |  | 0.16 | 0.42 | 0.32 | 0.76 | 1.07 | 1.12 | 1.28 | 0.16 | 0.64 | 1.28 | 0.32 | 0.17 | 0.71 | 2.21
| Analytical results for Zr in OREAS 48 (Certified Value 95 ppm) | [18 empty] | Certified
Zr | Round | Replicate | Lab | Lab | Lab | Lab | Lab | Lab | Lab | [10 empty] | 1
| No | No | 02 | 03 | 04 | 06 | 07 | 10 | 17 | [10 empty] | ppm
|  |  | PF*MS | PF*MS | BF*OES/MS | PF*MS | PF*MS | PF*MS | BF*MS | [10 empty] | 0
1
| 1 | 1 | 70 | 99 | 100.2209 | 88 | 100 | 104 | 89.8469 | [10 empty] | 1
| 1 | 2 | 87 | 102 | 99.0985 | 92 | 107 | 118.7 | 88.7883 | [10 empty] | #N/A
| 1 | 3 | 85 | 107 | 97.2663 | 87 | 102 | 108.1 | 88.3974 | [10 empty] | 16
| 1 | 4 | 96 | 100 | 95.7479 | 87 | 110 | 135.7 | 91.2872 | [10 empty] | 94.9365
| 1 | 5 | 90 | 101 | 99.1131 | 89 | 108 | 146.4 | 93.8786 | [10 empty] | 62
| 1 | 6 | 81 | 105 | 94.9398 | 89 | 106 | 150.6 | 91.13
| Mean |  | 84.8333 | 102.3333 | 97.7311 | 88.6667 | 105.5 | 127.25 | 90.5547
| Median |  | 86 | 101.5 | 98.1824 | 88.5 | 106.5 | 127.2 | 90.4885
| Std Dev. |  | 8.8412 | 3.0768 | 2.0938 | 1.8619 | 3.7815 | 19.8178 | 2.0095
| Rel.Std.Dev. |  | 10.42% | 3.007% | 2.142% | 2.1% | 3.584% | 15.57% | 2.219%
| PDM3 |  | -10.64% | 7.791% | 2.944% | -6.604% | 11.13% | 34.04% | -4.615%
| Z-Score (Absolute) |  | 1.12 | 0.4 | 0 | 0.79 | 0.67 | 2.56 | 0.62
Note on C17: Z-Scores have been calculated inclusive of individual outliers. In general, laboratory batches are rejected if Z-Score > 2.5.
Note on C35: Z-Scores have been calculated inclusive of individual outliers. In general, laboratory batches are rejected if Z-Score > 2.5.
Note on C53: Z-Scores have been calculated inclusive of individual outliers. In general, laboratory batches are rejected if Z-Score > 2.5.
Note on C71: Z-Scores have been calculated inclusive of individual outliers. In general, laboratory batches are rejected if Z-Score > 2.5.
Note on C89: Z-Scores have been calculated inclusive of individual outliers. In general, laboratory batches are rejected if Z-Score > 2.5.
Note on C107: Z-Scores have been calculated inclusive of individual outliers. In general, laboratory batches are rejected if Z-Score > 2.5.
Note on C126: Z-Scores have been calculated inclusive of individual outliers. In general, laboratory batches are rejected if Z-Score > 2.5.
Note on C144: Z-Scores have been calculated inclusive of individual outliers. In general, laboratory batches are rejected if Z-Score > 2.5.
Note on C162: Z-Scores have been calculated inclusive of individual outliers. In general, laboratory batches are rejected if Z-Score > 2.5.
Note on C180: Z-Scores have been calculated inclusive of individual outliers. In general, laboratory batches are rejected if Z-Score > 2.5.
Note on C198: Z-Scores have been calculated inclusive of individual outliers. In general, laboratory batches are rejected if Z-Score > 2.5.
Note on C216: Z-Scores have been calculated inclusive of individual outliers. In general, laboratory batches are rejected if Z-Score > 2.5.
Note on C234: Z-Scores have been calculated inclusive of individual outliers. In general, laboratory batches are rejected if Z-Score > 2.5.
Note on C252: Z-Scores have been calculated inclusive of individual outliers. In general, laboratory batches are rejected if Z-Score > 2.5.
Note on C271: Z-Scores have been calculated inclusive of individual outliers. In general, laboratory batches are rejected if Z-Score > 2.5.
Note on C289: Z-Scores have been calculated inclusive of individual outliers. In general, laboratory batches are rejected if Z-Score > 2.5.
Note on C307: Z-Scores have been calculated inclusive of individual outliers. In general, laboratory batches are rejected if Z-Score > 2.5.
Note on C326: Z-Scores have been calculated inclusive of individual outliers. In general, laboratory batches are rejected if Z-Score > 2.5.
Note on C344: Z-Scores have been calculated inclusive of individual outliers. In general, laboratory batches are rejected if Z-Score > 2.5.
Note on C362: Z-Scores have been calculated inclusive of individual outliers. In general, laboratory batches are rejected if Z-Score > 2.5.
Note on C381: Z-Scores have been calculated inclusive of individual outliers. In general, laboratory batches are rejected if Z-Score > 2.5.
Note on C399: Z-Scores have been calculated inclusive of individual outliers. In general, laboratory batches are rejected if Z-Score > 2.5.
Note on C417: Z-Scores have been calculated inclusive of individual outliers. In general, laboratory batches are rejected if Z-Score > 2.5.
Note on C435: Z-Scores have been calculated inclusive of individual outliers. In general, laboratory batches are rejected if Z-Score > 2.5.
Note on C453: Z-Scores have been calculated inclusive of individual outliers. In general, laboratory batches are rejected if Z-Score > 2.5.
Note on C471: Z-Scores have been calculated inclusive of individual outliers. In general, laboratory batches are rejected if Z-Score > 2.5.
Note on C489: Z-Scores have been calculated inclusive of individual outliers. In general, laboratory batches are rejected if Z-Score > 2.5.
Note on C507: Z-Scores have been calculated inclusive of individual outliers. In general, laboratory batches are rejected if Z-Score > 2.5.
Note on C526: Z-Scores have been calculated inclusive of individual outliers. In general, laboratory batches are rejected if Z-Score > 2.5.
Note on C544: Z-Scores have been calculated inclusive of individual outliers. In general, laboratory batches are rejected if Z-Score > 2.5.
Note on C562: Z-Scores have been calculated inclusive of individual outliers. In general, laboratory batches are rejected if Z-Score > 2.5.
Note on C580: Z-Scores have been calculated inclusive of individual outliers. In general, laboratory batches are rejected if Z-Score > 2.5.
Note on C598: Z-Scores have been calculated inclusive of individual outliers. In general, laboratory batches are rejected if Z-Score > 2.5.
Note on C617: Z-Scores have been calculated inclusive of individual outliers. In general, laboratory batches are rejected if Z-Score > 2.5.
Note on C635: Z-Scores have been calculated inclusive of individual outliers. In general, laboratory batches are rejected if Z-Score > 2.5.
Note on C653: Z-Scores have been calculated inclusive of individual outliers. In general, laboratory batches are rejected if Z-Score > 2.5.
Note on C671: Z-Scores have been calculated inclusive of individual outliers. In general, laboratory batches are rejected if Z-Score > 2.5.
Note on C690: Z-Scores have been calculated inclusive of individual outliers. In general, laboratory batches are rejected if Z-Score > 2.5.
Note on C709: Z-Scores have been calculated inclusive of individual outliers. In general, laboratory batches are rejected if Z-Score > 2.5.
Note on C727: Z-Scores have been calculated inclusive of individual outliers. In general, laboratory batches are rejected if Z-Score > 2.5.
Note on C745: Z-Scores have been calculated inclusive of individual outliers. In general, laboratory batches are rejected if Z-Score > 2.5.
Note on C763: Z-Scores have been calculated inclusive of individual outliers. In general, laboratory batches are rejected if Z-Score > 2.5.
Note on C781: Z-Scores have been calculated inclusive of individual outliers. In general, laboratory batches are rejected if Z-Score > 2.5.
Note on C799: Z-Scores have been calculated inclusive of individual outliers. In general, laboratory batches are rejected if Z-Score > 2.5.
Note on C817: Z-Scores have been calculated inclusive of individual outliers. In general, laboratory batches are rejected if Z-Score > 2.5.
Note on C835: Z-Scores have been calculated inclusive of individual outliers. In general, laboratory batches are rejected if Z-Score > 2.5.
Note on C853: Z-Scores have been calculated inclusive of individual outliers. In general, laboratory batches are rejected if Z-Score > 2.5.
Note on C871: Z-Scores have been calculated inclusive of individual outliers. In general, laboratory batches are rejected if Z-Score > 2.5.
Note on C889: Z-Scores have been calculated inclusive of individual outliers. In general, laboratory batches are rejected if Z-Score > 2.5.
Note on C907: Z-Scores have been calculated inclusive of individual outliers. In general, laboratory batches are rejected if Z-Score > 2.5.
Note on C926: Z-Scores have been calculated inclusive of individual outliers. In general, laboratory batches are rejected if Z-Score > 2.5.
Note on C944: Z-Scores have been calculated inclusive of individual outliers. In general, laboratory batches are rejected if Z-Score > 2.5.
Note on C963: Z-Scores have been calculated inclusive of individual outliers. In general, laboratory batches are rejected if Z-Score > 2.5.
Note on C981: Z-Scores have been calculated inclusive of individual outliers. In general, laboratory batches are rejected if Z-Score > 2.5.
Note on C999: Z-Scores have been calculated inclusive of individual outliers. In general, laboratory batches are rejected if Z-Score > 2.5.
Note on C1018: Z-Scores have been calculated inclusive of individual outliers. In general, laboratory batches are rejected if Z-Score > 2.5.
Note on C1036: Z-Scores have been calculated inclusive of individual outliers. In general, laboratory batches are rejected if Z-Score > 2.5.
Note on C1054: Z-Scores have been calculated inclusive of individual outliers. In general, laboratory batches are rejected if Z-Score > 2.5.
Note on C1073: Z-Scores have been calculated inclusive of individual outliers. In general, laboratory batches are rejected if Z-Score > 2.5.
Note on C1091: Z-Scores have been calculated inclusive of individual outliers. In general, laboratory batches are rejected if Z-Score > 2.5.
Note on C1109: Z-Scores have been calculated inclusive of individual outliers. In general, laboratory batches are rejected if Z-Score > 2.5.
Note on C1127: Z-Scores have been calculated inclusive of individual outliers. In general, laboratory batches are rejected if Z-Score > 2.5.

## 4-Acid
| Analytical results for Ag in OREAS 48 (Certified Value 0.07 ppm) | [21 empty] | Certified
Ag | Round | Replicate | Lab | Lab | Lab | Lab | Lab | Lab | Lab | Lab | Lab | Lab | Lab | Lab | Lab | Lab | Lab | Lab | Lab | Lab | Lab |  | 1
| No | No | 01 | 02 | 03 | 04 | 05 | 06 | 07 | 08 | 09 | 10 | 11 | 12 | 13 | 14 | 15 | 16 | 18 | 19 | 20 |  | ppm
|  |  | 4A*OES | 4A*MS | 4A*MS | 4A*MS | 4A*MS | 4A*MS | 4A*MS | 4A*OES/MS | 4A*MS | 4A*OES/MS | 4A*MS | 4A*MS | 4A*MS | 4A*MS | 4A*MS | 4A*MS | 4A*OES/MS | 4A*OES/MS | 4A*MS |  | 3
3
| 1 | 1 | 0.021 | < 0.3 | 0.07 | < 0.1 | 0.1 | 0.12 | 0.08 | 0.4 | 0.09 | 0.07 | 0.122 | 0.059 | 0.057 | 0.064 | 0.068 | 0.06 | 0.06 | 0.11 | 0.2562 |  | 1
| 1 | 2 | 0.025 | < 0.3 | 0.06 | < 0.1 | 0.1 | 0.11 | 0.07 | 0.3 | 0.1 | 0.07 | 0.121 | 0.062 | 0.067 | 0.05 | 0.058 | 0.12 | 0.07 | 0.06 | 0.2523 |  | #N/A
| 1 | 3 | 0.02 | < 0.3 | 0.07 | < 0.1 | 0.1 | 0.11 | 0.07 | 0.4 | 0.1 | 0.08 | 0.135 | 0.066 | 0.057 | 0.06 | 0.063 | 0.056 | 0.06 | 0.06 | 0.3247 |  | 16
| 1 | 4 | 0.02 | < 0.3 | 0.06 | < 0.1 | 0.1 | 0.12 | 0.08 | < 0.3 | 0.1 | 0.07 | 0.133 | 0.059 | 0.056 | 0.054 | 0.066 | 0.061 | 0.07 | 0.09 | 0.2655 |  | 0.069515
| 1 | 5 | 0.02 | < 0.3 | 0.06 | < 0.1 | 0.1 | 0.11 | 0.09 | 0.4 | 0.12 | 0.06 | 0.145 | 0.058 | 0.058 | 0.056 | 0.069 | 0.07 | 0.07 | 0.08 | 0.2614 |  | 64
| 1 | 6 | 0.03 | < 0.3 | 0.07 | < 0.1 | 0.1 | 0.11 | 0.07 | 0.3 | 0.1 | 0.08 | 0.131 | 0.066 | 0.067 | 0.052 | 0.062 | 0.058 | 0.07 | 0.1 | 0.276
| Mean |  | 0.022667 |  | 0.065 |  | 0.1 | 0.11333 | 0.076667 | 0.36 | 0.10167 | 0.071667 | 0.13117 | 0.061667 | 0.060333 | 0.056 | 0.064333 | 0.070833 | 0.066667 | 0.083333 | 0.27268
| Median |  | 0.0205 |  | 0.065 |  | 0.1 | 0.11 | 0.075 | 0.4 | 0.1 | 0.07 | 0.132 | 0.0605 | 0.0575 | 0.055 | 0.0645 | 0.0605 | 0.07 | 0.085 | 0.26345
| Std Dev. |  | 0.0040825 |  | 0.0054772 |  | 1.5202e-17 | 0.005164 | 0.008165 | 0.054772 | 0.0098319 | 0.0075277 | 0.0089088 | 0.0036148 | 0.0052026 | 0.0052154 | 0.0041312 | 0.024564 | 0.005164 | 0.020656 | 0.026769
| Rel.Std.Dev. |  | 18.01% |  | 8.427% |  | 1.52e-14% | 4.556% | 10.65% | 15.21% | 9.671% | 10.5% | 6.792% | 5.862% | 8.623% | 9.313% | 6.422% | 34.68% | 7.746% | 24.79% | 9.817%
| PDM3 |  | -67.39% |  | -6.495% |  | 43.85% | 63.03% | 10.29% | 417.9% | 46.25% | 3.095% | 88.69% | -11.29% | -13.21% | -19.44% | -7.454% | 1.896% | -4.098% | 19.88% | 292.3%
| Z-Score (Absolute) |  | 2.4 | 3.89 | 0.31 | 1.05 | NA | 2.08 | 0.27 | 12.52 | 1.5 | 0.02 | 2.96 | 0.47 | 0.54 | 0.75 | 0.34 | 0.02 | 0.23 | 0.6 | 9.94
Results from laboratory 5 were removed due to their 0.1 ppm reading resolution.
| Analytical results for Al in OREAS 48 (Certified Value 7.75 wt.%) | [21 empty] | Certified
Al | Round | Replicate | Lab | Lab | Lab | Lab | Lab | Lab | Lab | Lab | Lab | Lab | Lab | Lab | Lab | Lab | Lab | Lab | Lab | Lab | Lab |  | 1
| No | No | 01 | 02 | 03 | 04 | 05 | 06 | 07 | 08 | 09 | 10 | 11 | 12 | 13 | 14 | 15 | 16 | 18 | 19 | 20 |  | wt.%
|  |  | 4A*OES | 4A*MS | 4A*OES | 4A*MS | 4A*OES | 4A*MS | 4A*OES/MS | 4A*OES/MS | 4A*OES | 4A*OES/MS | 4A*MS | 4A*MS | 4A*MS | 4A*MS | 4A*MS | 4A*MS | 4A*OES/MS | 4A*OES/MS | 4A*OES |  | 2
3
| 1 | 1 | 7.9735 | 7.4018 | 7.8725 | 7.5399 | 7.79 | 7.73 | 8.01 | 7.61 | 7.37 | 5.53 | 8.3758 | 7.88 | 7.57 | 7.64 | 7.78 | 8.02 | 8 | 7.59 | 7.668 |  | 1
| 1 | 2 | 7.9356 | 7.3119 | 8.1139 | 7.6363 | 7.81 | 7.82 | 8.13 | 7.67 | 7.46 | 5.92 | 8.3616 | 7.8 | 7.53 | 7.53 | 7.71 | 8.04 | 8.06 | 7.98 | 7.6735 |  | #N/A
| 1 | 3 | 7.9076 | 7.3611 | 7.7909 | 7.551 | 7.77 | 7.67 | 8.06 | 7.62 | 7.72 | 5.31 | 8.3996 | 7.81 | 7.32 | 7.94 | 7.77 | 8.07 | 8.02 | 7.55 | 7.6125 |  | 16
| 1 | 4 | 7.9448 | 7.2011 | 8.157 | 7.7061 | 7.86 | 7.8 | 8.02 | 7.65 | 7.68 | 5.66 | 8.3897 | 7.73 | 7.52 | 7.68 | 7.76 | 8.15 | 8.13 | 7.48 | 7.7394 |  | 7.7546
| 1 | 5 | 7.9108 | 7.3869 | 8.1676 | 7.72 | 7.76 | 7.51 | 8.01 | 7.64 | 7.58 | 5.63 | 8.4089 | 7.88 | 7.6 | 8.14 | 7.69 | 7.94 | 7.98 | 7.55 | 7.5612 |  | 65
| 1 | 6 | 7.9949 | 7.364 | 8.0507 | 7.5277 | 7.81 | 7.78 | 7.96 | 7.72 | 7.6 | 5.24 | 8.3769 | 7.61 | 7.54 | 8.28 | 7.5 | 7.83 | 7.84 | 7.61 | 7.5208
| Mean |  | 7.9445 | 7.3378 | 8.0254 | 7.6135 | 7.8 | 7.7183 | 8.0317 | 7.6517 | 7.5683 | 5.5483 | 8.3854 | 7.785 | 7.5133 | 7.8683 | 7.7017 | 8.0083 | 8.005 | 7.6267 | 7.6292
| Median |  | 7.9402 | 7.3625 | 8.0823 | 7.5937 | 7.8 | 7.755 | 8.015 | 7.645 | 7.59 | 5.58 | 8.3833 | 7.805 | 7.535 | 7.81 | 7.735 | 8.03 | 8.01 | 7.57 | 7.6403
| Std Dev. |  | 0.034519 | 0.073612 | 0.15772 | 0.086163 | 0.035777 | 0.11548 | 0.057764 | 0.039707 | 0.13243 | 0.24879 | 0.017339 | 0.10252 | 0.09913 | 0.30016 | 0.10496 | 0.11089 | 0.096695 | 0.17874 | 0.080328
| Rel.Std.Dev. |  | 0.4345% | 1.003% | 1.965% | 1.132% | 0.4587% | 1.496% | 0.7192% | 0.5189% | 1.75% | 4.484% | 0.2068% | 1.317% | 1.319% | 3.815% | 1.363% | 1.385% | 1.208% | 2.344% | 1.053%
| PDM3 |  | 2.449% | -5.375% | 3.492% | -1.82% | 0.585% | -0.4682% | 3.572% | -1.328% | -2.402% | -28.45% | 8.134% | 0.3915% | -3.112% | 1.466% | -0.6831% | 3.272% | 3.229% | -1.65% | -1.617%
| Z-Score (Absolute) |  | 1.02 | 1.71 | 1.38 | 0.47 | 0.37 | 0 | 1.41 | 0.3 | 0.67 | 9.76 | 3 | 0.3 | 0.92 | 0.67 | 0.07 | 1.3 | 1.29 | 0.41 | 0.4
| Analytical results for As in OREAS 48 (Certified Value 0.97 ppm) | [21 empty] | Certified
As | Round | Replicate | Lab | Lab | Lab | Lab | Lab | Lab | Lab | Lab | Lab | Lab | Lab | Lab | Lab | Lab | Lab | Lab | Lab | Lab | Lab |  | 1
| No | No | 01 | 02 | 03 | 04 | 05 | 06 | 07 | 08 | 09 | 10 | 11 | 12 | 13 | 14 | 15 | 16 | 18 | 19 | 20 |  | ppm
|  |  | 4A*OES | 4A*MS | 4A*MS | 4A*MS | 4A*MS | 4A*MS | 4A*MS | 4A*OES/MS | 4A*MS | 4A*OES/MS | 4A*MS | 4A*MS | 4A*MS | 4A*MS | 4A*MS | 4A*MS | 4A*OES/MS | 4A*OES/MS | 4A*OES |  | 2
2
| 1 | 1 | 2.6924 | 1.5 | 0.9 | < 1.5 | 1 | 2.74 | < 1 | 0.2 | < 0.02 | 3.72 | 1.24 | 1.08 | 0.99 | 0.97 | 1.1 | 0.94 | 0.9 | 1.25 | 3.49 |  | 1
| 1 | 2 | 2.7142 | 1.1 | 1 | < 1.5 | 1 | 2.64 | < 1 | 0.2 | 2.15 | 4.26 | 1.25 | 1 | 0.92 | 0.98 | 1.06 | 0.85 | 1.1 | 1.28 | 3.63 |  | #N/A
| 1 | 3 | 2.9172 | 1.1 | 1 | < 1.5 | 1 | 2.71 | < 1 | 0.7 | 0.17 | 3.4 | 1.23 | 0.93 | 0.99 | 1 | 0.85 | 0.89 | 1 | 1.23 | 3.62 |  | 16
| 1 | 4 | 2.4884 | 1 | 0.8 | < 1.5 | 1 | 2.47 | < 1 | 0.4 | < 0.02 | < 1 | 1.25 | 1 | 0.88 | 0.88 | 1.2 | 1.1 | 0.9 | 1.25 | 3.33 |  | 0.97208
| 1 | 5 | 2.8288 | 1.1 | 0.9 | < 1.5 | 1 | 2.38 | < 1 | 1 | 0.42 | 2.31 | 1.33 | 1.14 | 0.89 | 1 | 0.87 | 0.89 | 1 | 1.2 | 3.16 |  | 66
| 1 | 6 | 2.84 | 1.4 | 0.9 | < 1.5 | 1 | 2.65 | < 1 | 0.8 | < 0.02 | 3.97 | 1.26 | 0.96 | 1.1 | 1 | 0.92 | 0.89 | 1.1 | 1.1 | 3.29
| Mean |  | 2.7468 | 1.2 | 0.91667 |  | 1 | 2.5983 |  | 0.55 | 0.91333 | 3.532 | 1.26 | 1.0183 | 0.96167 | 0.97167 | 1 | 0.92667 | 1 | 1.2183 | 3.42
| Median |  | 2.7715 | 1.1 | 0.9 |  | 1 | 2.645 |  | 0.55 | 0.42 | 3.72 | 1.25 | 1 | 0.955 | 0.99 | 0.99 | 0.89 | 1 | 1.24 | 3.41
| Std Dev. |  | 0.15182 | 0.2 | 0.075277 |  | 0 | 0.14219 |  | 0.33317 | 1.0783 | 0.75297 | 0.035777 | 0.078081 | 0.082805 | 0.046655 | 0.141 | 0.089592 | 0.089443 | 0.063692 | 0.19058
| Rel.Std.Dev. |  | 5.527% | 16.67% | 8.212% |  | 0% | 5.472% |  | 60.58% | 118.1% | 21.32% | 2.839% | 7.668% | 8.611% | 4.802% | 14.1% | 9.668% | 8.944% | 5.228% | 5.572%
| PDM3 |  | 182.6% | 23.45% | -5.701% |  | 2.872% | 167.3% |  | -43.42% | -6.044% | 263.3% | 29.62% | 4.758% | -1.072% | -0.04286% | 2.872% | -4.672% | 2.872% | 25.33% | 251.8%
| Z-Score (Absolute) |  | 4.59 | NA | NA | 0.69 | NA | 4.2 | 1.35 | NA | 1.45 | 5.33 | 0.66 | 0.02 | 0.13 | 0.1 | 0.02 | 0.22 | NA | 0.55 | 6.38
Results from laboratory 5 were removed due to their 1 ppm reading resolution.
| Analytical results for Au in OREAS 48 (Indicative Value 0.006 ppm) | [21 empty] | Indicative
Au | Round | Replicate | Lab | [19 empty] | 1
| No | No | 15 | [19 empty] | ppm
|  |  | 4A*MS | [19 empty] | 3
3
| 1 | 1 | 0.0074 | [19 empty] | 1
| 1 | 2 | 0.0061 | [19 empty] | 6
| 1 | 3 | 0.0055 | [19 empty] | 16
| 1 | 4 | 0.0057 | [19 empty] | 0.00645
| 1 | 5 | 0.0085 | [19 empty] | 12
| 1 | 6 | 0.0055
| Mean |  | 0.00645
| Median |  | 0.0059
| Std Dev. |  | 0.0012325
| Rel.Std.Dev. |  | 19.11%
| PDM3 |  | 2.22e-14%
| Z-Score (Absolute) |  | NA
| Analytical results for B in OREAS 48 (Indicative Value 4.41 ppm) | [21 empty] | Indicative
B | Round | Replicate | Lab | [19 empty] | 1
| No | No | 20 | [19 empty] | ppm
|  |  | 4A*OES | [19 empty] | 2
2
| 1 | 1 | 7.11 | [19 empty] | 1
| 1 | 2 | 2.61 | [19 empty] | 1
| 1 | 3 | 2.63 | [19 empty] | 16
| 1 | 4 | 6.05 | [19 empty] | 4.4067
| 1 | 5 | 5.86 | [19 empty] | 13
| 1 | 6 | 2.18
| Mean |  | 4.4067
| Median |  | 4.245
| Std Dev. |  | 2.1663
| Rel.Std.Dev. |  | 49.16%
| PDM3 |  | -5.551e-14%
| Z-Score (Absolute) |  | NA
| Analytical results for Ba in OREAS 48 (Certified Value 423 ppm) | [21 empty] | Certified
Ba | Round | Replicate | Lab | Lab | Lab | Lab | Lab | Lab | Lab | Lab | Lab | Lab | Lab | Lab | Lab | Lab | Lab | Lab | Lab | Lab | Lab |  | 1
| No | No | 01 | 03 | 04 | 05 | 06 | 07 | 08 | 09 | 10 | 11 | 12 | 13 | 14 | 15 | 16 | 17 | 18 | 19 | 20 |  | ppm
|  |  | 4A*OES | 4A*MS | 4A*MS | 4A*MS | 4A*MS | 4A*OES/MS | 4A*OES/MS | 4A*OES | 4A*OES/MS | 4A*MS | 4A*MS | 4A*MS | 4A*MS | 4A*MS | 4A*MS | 4A*MS | 4A*OES/MS | 4A*OES/MS | 4A*MS |  | 0
0
| 1 | 1 | 410 | 431.8 | 423.8027 | 418 | 420 | 394 | 452 | 430 | 399.84 | 406 | 440 | 419 | 430 | 440 | 440 | 414.6328 | 425 | 451 | 387.2403 |  | 1
| 1 | 2 | 406.09 | 430 | 423.6223 | 421 | 397 | 400 | 450 | 420 | 403.41 | 402 | 431 | 420 | 421 | 429 | 440 | 411.2277 | 419 | 482 | 420.5172 |  | #N/A
| 1 | 3 | 408.6 | 435.8 | 418.8945 | 422 | 425 | 396 | 456 | 440 | 401.68 | 405 | 440 | 411 | 431 | 439 | 440 | 412.6521 | 424 | 458 | 435.0901 |  | 16
| 1 | 4 | 407.16 | 431.4 | 420.7047 | 419 | 409 | 396 | 438 | 430 | 397.66 | 408 | 430 | 411 | 431 | 439 | 450 | 413.3004 | 417 | 456 | 407.7394 |  | 423.0014
| 1 | 5 | 405.64 | 432.9 | 419.7388 | 417 | 406 | 396 | 450 | 430 | 389.32 | 412 | 440 | 420 | 439 | 439 | 430 | 412.5176 | 418 | 462 | 414.5468 |  | 67
| 1 | 6 | 405.48 | 440.8 | 422.5699 | 419 | 420 | 392 | 447 | 430 | 390.3 | 404 | 431 | 420 | 440 | 429 | 450 | 406.1609 | 418 | 455 | 422.9214
| Mean |  | 407.1617 | 433.7833 | 421.5555 | 419.3333 | 412.8333 | 395.6667 | 448.8333 | 430 | 397.035 | 406.1667 | 435.3333 | 416.8333 | 432 | 435.8333 | 441.6667 | 411.7486 | 420.1667 | 460.6667 | 414.6759
| Median |  | 406.625 | 432.35 | 421.6373 | 419 | 414.5 | 396 | 450 | 430 | 398.75 | 405.5 | 435.5 | 419.5 | 431 | 439 | 440 | 412.5849 | 418.5 | 457 | 417.532
| Std Dev. |  | 1.812 | 3.9499 | 2.0715 | 1.8619 | 10.6097 | 2.6583 | 6.08 | 6.3246 | 5.9221 | 3.4881 | 5.1251 | 4.535 | 6.9282 | 5.3072 | 7.5277 | 2.9539 | 3.4303 | 11.0574 | 16.2462
| Rel.Std.Dev. |  | 0.445% | 0.9106% | 0.4914% | 0.444% | 2.57% | 0.6719% | 1.355% | 1.471% | 1.492% | 0.8588% | 1.177% | 1.088% | 1.604% | 1.218% | 1.704% | 0.7174% | 0.8164% | 2.4% | 3.918%
| PDM3 |  | -3.745% | 2.549% | -0.3418% | -0.8672% | -2.404% | -6.462% | 6.107% | 1.655% | -6.139% | -3.98% | 2.915% | -1.458% | 2.127% | 3.034% | 4.413% | -2.66% | -0.6701% | 8.904% | -1.968%
| Z-Score (Absolute) |  | 0.67 | 0.71 | 0.07 | 0.04 | 0.38 | 1.27 | 1.49 | 0.51 | 1.2 | 0.73 | 0.79 | 0.17 | 0.61 | 0.81 | 1.11 | 0.44 | 0 | 2.1 | 0.28
| Analytical results for Be in OREAS 48 (Certified Value 0.75 ppm) | [21 empty] | Certified
Be | Round | Replicate | Lab | Lab | Lab | Lab | Lab | Lab | Lab | Lab | Lab | Lab | Lab | Lab | Lab | Lab | Lab | Lab | Lab | Lab | Lab |  | 1
| No | No | 01 | 03 | 04 | 05 | 06 | 07 | 08 | 09 | 10 | 11 | 12 | 13 | 14 | 15 | 16 | 17 | 18 | 19 | 20 |  | ppm
|  |  | 4A*MS | 4A*MS | 4A*MS | 4A*MS | 4A*MS | 4A*MS | 4A*OES/MS | 4A*MS | 4A*OES/MS | 4A*MS | 4A*MS | 4A*MS | 4A*MS | 4A*MS | 4A*MS | 4A*MS | 4A*OES/MS | 4A*OES/MS | 4A*OES |  | 2
3
| 1 | 1 | 0.6414 | 0.83 | 0.74949 | 0.8 | 0.76 | 0.87 | 0.8 | 0.7 | 0.7 | 0.8 | 0.79 | 0.73 | 0.76 | 0.77 | 0.75 | 0.73619 | 0.75 | 0.72 | 0.84 |  | 1
| 1 | 2 | 0.6492 | 0.7 | 0.78248 | 0.9 | 0.78 | 0.84 | 0.8 | 0.86 | 0.82 | 0.81 | 0.79 | 0.72 | 0.75 | 0.76 | 0.75 | 0.76453 | 0.74 | 0.71 | 0.85 |  | #N/A
| 1 | 3 | 0.6682 | 0.74 | 0.81788 | 0.8 | 0.76 | 0.83 | 0.7 | 0.62 | 0.75 | 0.82 | 0.79 | 0.7 | 0.73 | 0.79 | 0.75 | 0.72846 | 0.76 | 0.72 | 0.83 |  | 16
| 1 | 4 | 0.6435 | 0.74 | 0.76209 | 0.9 | 0.77 | 0.78 | 0.8 | 0.93 | 0.66 | 0.81 | 0.76 | 0.72 | 0.76 | 0.76 | 0.75 | 0.72875 | 0.74 | 0.76 | 0.82 |  | 0.75357
| 1 | 5 | 0.6399 | 0.76 | 0.78012 | 0.8 | 0.73 | 0.87 | 0.8 | 0.52 | 0.77 | 0.79 | 0.81 | 0.73 | 0.75 | 0.77 | 0.73 | 0.734 | 0.74 | 0.64 | 0.8 |  | 68
| 1 | 6 | 0.6819 | 0.8 | 0.76161 | 0.8 | 0.77 | 0.86 | 0.9 | 0.83 | 0.75 | 0.78 | 0.78 | 0.72 | 0.75 | 0.74 | 0.76 | 0.7293 | 0.75 | 0.66 | 0.84
| Mean |  | 0.65402 | 0.76167 | 0.77561 | 0.83333 | 0.76167 | 0.84167 | 0.8 | 0.74333 | 0.74167 | 0.80167 | 0.78667 | 0.72 | 0.75 | 0.765 | 0.74833 | 0.73687 | 0.74667 | 0.70167 | 0.83
| Median |  | 0.64635 | 0.75 | 0.77111 | 0.8 | 0.765 | 0.85 | 0.8 | 0.765 | 0.75 | 0.805 | 0.79 | 0.72 | 0.75 | 0.765 | 0.75 | 0.73165 | 0.745 | 0.715 | 0.835
| Std Dev. |  | 0.017152 | 0.046655 | 0.024146 | 0.05164 | 0.017224 | 0.034303 | 0.063246 | 0.1568 | 0.055648 | 0.01472 | 0.01633 | 0.010954 | 0.010954 | 0.016432 | 0.0098319 | 0.013912 | 0.008165 | 0.044008 | 0.017889
| Rel.Std.Dev. |  | 2.623% | 6.125% | 3.113% | 6.197% | 2.261% | 4.076% | 7.906% | 21.09% | 7.503% | 1.836% | 2.076% | 1.521% | 1.461% | 2.148% | 1.314% | 1.888% | 1.094% | 6.272% | 2.155%
| PDM3 |  | -13.21% | 1.074% | 2.925% | 10.58% | 1.074% | 11.69% | 6.161% | -1.358% | -1.58% | 6.382% | 4.392% | -4.455% | -0.4738% | 1.517% | -0.695% | -2.216% | -0.9161% | -6.888% | 10.14%
| Z-Score (Absolute) |  | 4.31 | 0.52 | 1.15 | NA | 0.52 | 4.12 | NA | 0.3 | 0.37 | 2.32 | 1.65 | 1.35 | 0 | 0.67 | 0.07 | 0.59 | 0.15 | 2.17 | 3.6
Results from laboratories 5 and 8 were removed due to their 0.1 ppm reading resolution.
| Analytical results for Bi in OREAS 48 (Certified Value 0.12 ppm) | [21 empty] | Certified
Bi | Round | Replicate | Lab | Lab | Lab | Lab | Lab | Lab | Lab | Lab | Lab | Lab | Lab | Lab | Lab | Lab | Lab | Lab | Lab | Lab | Lab |  | 1
| No | No | 02 | 03 | 04 | 05 | 06 | 07 | 08 | 09 | 10 | 11 | 12 | 13 | 14 | 15 | 16 | 17 | 18 | 19 | 20 |  | ppm
|  |  | 4A*MS | 4A*MS | 4A*MS | 4A*MS | 4A*MS | 4A*MS | 4A*OES/MS | 4A*OES | 4A*OES/MS | 4A*MS | 4A*MS | 4A*MS | 4A*MS | 4A*MS | 4A*MS | 4A*MS | 4A*OES/MS | 4A*OES/MS | 4A*MS |  | 2
3
| 1 | 1 | 0.13 | 0.12 | 0.13217 | 0.12 | 0.9 | 0.14 | 0.15 | < 2 | 0.16 | 0.115 | 0.098 | 0.104 | 0.104 | 0.107 | 0.119 | 0.14133 | 0.12 | 0.12 | 0.0759 |  | 1
| 1 | 2 | 0.1 | 0.13 | 0.14094 | 0.1 | 0.91 | 0.11 | 0.11 | < 2 | 0.13 | 0.112 | 0.099 | 0.11 | 0.111 | 0.11 | 0.109 | 0.11939 | 0.13 | 0.14 | 0.2524 |  | 2
| 1 | 3 | 0.12 | 0.14 | 0.14585 | 0.13 | 0.9 | 0.11 | 0.12 | < 2 | 0.12 | 0.115 | 0.104 | 0.114 | 0.111 | 0.107 | 0.111 | 0.10992 | 0.12 | 0.12 | 0.0446 |  | 16
| 1 | 4 | 0.1 | 0.14 | 0.14708 | 0.13 | 0.88 | 0.11 | 0.2 | < 2 | 0.13 | 0.118 | 0.111 | 0.102 | 0.112 | 0.109 | 0.111 | 0.11489 | 0.13 | 0.11 | 0.1119 |  | 0.11723
| 1 | 5 | 0.13 | 0.12 | 0.13434 | 0.12 | 0.87 | 0.12 | 0.13 | < 2 | 0.11 | 0.124 | 0.104 | 0.122 | 0.126 | 0.109 | 0.112 | 0.11257 | 0.12 | 0.12 | 0.0315 |  | 69
| 1 | 6 | 7.97 | 0.12 | 0.12456 | 0.12 | 0.85 | 0.11 | 0.16 | < 2 | 0.13 | 0.116 | 0.096 | 0.114 | 0.11 | 0.108 | 0.112 | 0.1077 | 0.11 | 0.13 | 0.0563
| Mean |  | 1.425 | 0.12833 | 0.13749 | 0.12 | 0.885 | 0.11667 | 0.145 |  | 0.13 | 0.11667 | 0.102 | 0.111 | 0.11233 | 0.10833 | 0.11233 | 0.11763 | 0.12167 | 0.12333 | 0.095433
| Median |  | 0.125 | 0.125 | 0.13764 | 0.12 | 0.89 | 0.11 | 0.14 |  | 0.13 | 0.1155 | 0.1015 | 0.112 | 0.111 | 0.1085 | 0.1115 | 0.11373 | 0.12 | 0.12 | 0.0661
| Std Dev. |  | 3.2064 | 0.0098319 | 0.008709 | 0.010954 | 0.022583 | 0.012111 | 0.032711 |  | 0.016733 | 0.0040825 | 0.0054772 | 0.0073485 | 0.0072847 | 0.0012111 | 0.0034448 | 0.012296 | 0.0075277 | 0.010328 | 0.081846
| Rel.Std.Dev. |  | 225% | 7.661% | 6.334% | 9.129% | 2.552% | 10.38% | 22.56% |  | 12.87% | 3.499% | 5.37% | 6.62% | 6.485% | 1.118% | 3.067% | 10.45% | 6.187% | 8.374% | 85.76%
| PDM3 |  | 1116% | 9.476% | 17.29% | 2.367% | 655% | -0.4768% | 23.69% |  | 10.9% | -0.4768% | -12.99% | -5.311% | -4.173% | -7.586% | -4.173% | 0.3478% | 3.788% | 5.21% | -18.59%
| Z-Score (Absolute) |  | 97.77 | 0.62 | 1.31 | 0 | 57.32 | 0.25 | 1.87 | 65.93 | 0.75 | 0.25 | 1.35 | 0.67 | 0.57 | 0.87 | 0.57 | 0.18 | 0.12 | 0.25 | 1.84
| Analytical results for Ca in OREAS 48 (Certified Value 3.64 wt.%) | [21 empty] | Certified
Ca | Round | Replicate | Lab | Lab | Lab | Lab | Lab | Lab | Lab | Lab | Lab | Lab | Lab | Lab | Lab | Lab | Lab | Lab | Lab | Lab |  |  | 1
| No | No | 01 | 02 | 03 | 04 | 05 | 06 | 07 | 08 | 09 | 10 | 12 | 13 | 14 | 15 | 16 | 18 | 19 | 20 |  |  | wt.%
|  |  | 4A*OES | 4A*MS | 4A*OES | 4A*MS | 4A*OES | 4A*MS | 4A*OES/MS | 4A*OES/MS | 4A*OES | 4A*OES/MS | 4A*MS | 4A*MS | 4A*MS | 4A*MS | 4A*MS | 4A*OES/MS | 4A*OES/MS | 4A*OES |  |  | 2
3
| 1 | 1 | 3.5167 | 3.825 | 3.6227 | 3.5409 | 3.66 | 3.69 | 3.64 | 3.67 | 3.11 | 3.33 | 3.83 | 3.67 | 3.67 | 3.64 | 3.78 | 3.55 | 3.56 | 3.5098 |  |  | 1
| 1 | 2 | 3.5543 | 3.7564 | 3.7265 | 3.5948 | 3.64 | 3.75 | 3.68 | 3.65 | 3.19 | 3.4 | 3.8 | 3.65 | 3.63 | 3.56 | 3.75 | 3.52 | 3.72 | 3.5598 |  |  | #N/A
| 1 | 3 | 3.5776 | 3.7852 | 3.5474 | 3.5542 | 3.66 | 3.71 | 3.663 | 3.75 | 3.3 | 3.46 | 3.8 | 3.61 | 3.67 | 3.69 | 3.76 | 3.58 | 3.53 | 3.5181 |  |  | 16
| 1 | 4 | 3.5889 | 3.719 | 3.7141 | 3.5994 | 3.63 | 3.74 | 3.649 | 3.7 | 3.26 | 3.4 | 3.77 | 3.64 | 3.71 | 3.66 | 3.83 | 3.52 | 3.52 | 3.5689 |  |  | 3.6396
| 1 | 5 | 3.5665 | 3.7626 | 3.7486 | 3.556 | 3.64 | 3.72 | 3.642 | 3.62 | 3.29 | 3.36 | 3.81 | 3.65 | 3.75 | 3.67 | 3.73 | 3.54 | 3.58 | 3.5543 |  |  | 70
| 1 | 6 | 3.5371 | 3.8119 | 3.6786 | 3.5601 | 3.65 | 3.73 | 3.606 | 3.67 | 3.25 | 3.41 | 3.74 | 3.67 | 3.77 | 3.54 | 3.81 | 3.59 | 3.56 | 3.5289
| Mean |  | 3.5569 | 3.7767 | 3.673 | 3.5676 | 3.6467 | 3.7233 | 3.6467 | 3.6767 | 3.2333 | 3.3933 | 3.7917 | 3.6483 | 3.7 | 3.6267 | 3.7767 | 3.55 | 3.5783 | 3.54
| Median |  | 3.5604 | 3.7739 | 3.6963 | 3.558 | 3.645 | 3.725 | 3.6455 | 3.67 | 3.255 | 3.4 | 3.8 | 3.65 | 3.69 | 3.65 | 3.77 | 3.545 | 3.56 | 3.5416
| Std Dev. |  | 0.026679 | 0.038947 | 0.075635 | 0.023806 | 0.012111 | 0.021602 | 0.024913 | 0.044572 | 0.07174 | 0.044572 | 0.031885 | 0.022286 | 0.053292 | 0.06186 | 0.037771 | 0.029665 | 0.072778 | 0.024282
| Rel.Std.Dev. |  | 0.7501% | 1.031% | 2.059% | 0.6673% | 0.3321% | 0.5802% | 0.6832% | 1.212% | 2.219% | 1.314% | 0.8409% | 0.6109% | 1.44% | 1.706% | 1% | 0.8356% | 2.034% | 0.6859%
| PDM3 |  | -2.272% | 3.768% | 0.9186% | -1.978% | 0.1955% | 2.302% | 0.1955% | 1.02% | -11.16% | -6.765% | 4.18% | 0.2413% | 1.661% | -0.354% | 3.767% | -2.461% | -1.682% | -2.736%
| Z-Score (Absolute) |  | 0.78 | 1.13 | 0.23 | 0.68 | 0 | 0.66 | 0 | 0.26 | 3.58 | 2.19 | 1.26 | 0.01 | 0.46 | 0.17 | 1.13 | 0.84 | 0.59 | 0.92
| Analytical results for Cd in OREAS 48 (Certified Value 0.053 ppm) | [21 empty] | Certified
Cd | Round | Replicate | Lab | Lab | Lab | Lab | Lab | Lab | Lab | Lab | Lab | Lab | Lab | Lab | Lab | Lab | Lab | Lab | Lab | Lab | Lab | Lab | 1
| No | No | 01 | 02 | 03 | 04 | 05 | 06 | 07 | 08 | 09 | 10 | 11 | 12 | 13 | 14 | 15 | 16 | 17 | 18 | 19 | 20 | ppm
|  |  | 4A*OES | 4A*MS | 4A*MS | 4A*MS | 4A*MS | 4A*MS | 4A*MS | 4A*OES/MS | 4A*MS | 4A*OES/MS | 4A*MS | 4A*MS | 4A*MS | 4A*MS | 4A*MS | 4A*MS | 4A*MS | 4A*OES/MS | 4A*OES/MS | 4A*OES | 3
3
| 1 | 1 | 1.94 | 0.06 | 0.08 | < 0.2 | 0.06 | 0.11 | 0.05 | < 0.3 | 0.11 | 0.05 | 0.146 | 0.053 | 0.044 | 0.051 | 0.062 | 0.05 | 0.05435 | 0.05 | 0.05 | 0.4 | 1
| 1 | 2 | 1.75 | 0.05 | 0.09 | < 0.2 | 0.06 | 0.1 | 0.05 | < 0.3 | 0.08 | 0.05 | 0.147 | 0.049 | 0.045 | 0.053 | 0.055 | 0.053 | 0.05524 | 0.05 | 0.07 | 0.32 | 3
| 1 | 3 | 1.7 | 0.07 | 0.05 | < 0.2 | 0.07 | 0.1 | 0.05 | < 0.3 | 0.06 | 0.05 | 0.146 | 0.049 | 0.047 | 0.046 | 0.054 | 0.056 | 0.04702 | 0.06 | 0.06 |  | 16
| 1 | 4 | 1.84 | 0.05 | 0.08 | < 0.2 | 0.05 | 0.11 | 0.04 | < 0.3 | 0.07 | 0.04 | 0.145 | 0.051 | 0.047 | 0.051 | 0.052 | 0.049 | 0.05449 | 0.06 | 0.05 |  | 0.053374
| 1 | 5 | 1.78 | 0.05 | 0.05 | < 0.2 | 0.06 | 0.1 | 0.06 | < 0.3 | 0.09 | 0.04 | 0.149 | 0.053 | 0.042 | 0.056 | 0.049 | 0.046 | 0.05581 | 0.06 | 0.05 |  | 71
| 1 | 6 | 1.8 | 0.05 | 0.07 | < 0.2 | 0.06 | 0.1 | 0.05 | < 0.3 | 0.11 | 0.05 | 0.144 | 0.048 | 0.045 | 0.045 | 0.05 | 0.055 | 0.0543 | 0.06 | 0.05 | 0.36
| Mean |  | 1.8017 | 0.055 | 0.07 |  | 0.06 | 0.10333 | 0.05 |  | 0.086667 | 0.046667 | 0.14617 | 0.0505 | 0.045 | 0.050333 | 0.053667 | 0.0515 | 0.053535 | 0.056667 | 0.055 | 0.36
| Median |  | 1.79 | 0.05 | 0.075 |  | 0.06 | 0.1 | 0.05 |  | 0.085 | 0.05 | 0.146 | 0.05 | 0.045 | 0.051 | 0.053 | 0.0515 | 0.05442 | 0.06 | 0.05 | 0.36
| Std Dev. |  | 0.082563 | 0.0083666 | 0.016733 |  | 0.0063246 | 0.005164 | 0.0063246 |  | 0.020656 | 0.005164 | 0.0017224 | 0.0021679 | 0.0018974 | 0.0041793 | 0.0046762 | 0.0038341 | 0.0032462 | 0.005164 | 0.0083666 | 0.04
| Rel.Std.Dev. |  | 4.583% | 15.21% | 23.9% |  | 10.54% | 4.997% | 12.65% |  | 23.83% | 11.07% | 1.178% | 4.293% | 4.216% | 8.303% | 8.713% | 7.445% | 6.064% | 9.113% | 15.21% | 11.11%
| PDM3 |  | 3276% | 3.045% | 31.15% |  | 12.41% | 93.6% | -6.322% |  | 62.37% | -12.57% | 173.9% | -5.386% | -15.69% | -5.698% | 0.5474% | -3.512% | 0.3007% | 6.168% | 3.045% | 574.5%
| Z-Score (Absolute) |  | 156.96 | 0.07 | 1.27 | 3.97 | 0.37 | 4.27 | 0.52 | 8.47 | 2.77 | 0.82 | 8.12 | 0.48 | 0.97 | 0.49 | 0.19 | 0.39 | 0.21 | 0.07 | 0.07 | 27.35
| Analytical results for Ce in OREAS 48 (Certified Value 33.2 ppm) | [21 empty] | Certified
Ce | Round | Replicate | Lab | Lab | Lab | Lab | Lab | Lab | Lab | Lab | Lab | Lab | Lab | Lab | Lab | Lab | Lab | Lab | Lab | Lab |  |  | 1
| No | No | 01 | 03 | 04 | 06 | 07 | 08 | 09 | 10 | 11 | 12 | 13 | 14 | 15 | 16 | 17 | 18 | 19 | 20 |  |  | ppm
|  |  | 4A*MS | 4A*MS | 4A*MS | 4A*MS | 4A*MS | 4A*OES/MS | 4A*MS | 4A*OES/MS | 4A*MS | 4A*MS | 4A*MS | 4A*MS | 4A*MS | 4A*MS | 4A*MS | 4A*OES/MS | 4A*OES/MS | 4A*MS |  |  | 1
2
| 1 | 1 | 30.2323 | 34.1 | 28.4099 | 36.89 | 34.32 | 30.4 | 44.3 | 29.65 | 30.81 | 34.6 | 32.9 | 31.1 | 33.2 | 34.6 | 33.6134 | 32.37 | 35.3 | 35.0963 |  |  | 1
| 1 | 2 | 30.2715 | 33.85 | 28.4963 | 37.02 | 33.51 | 33.8 | 42.8 | 31.49 | 30.88 | 34.9 | 33 | 30.6 | 32.3 | 34.4 | 33.7189 | 32.07 | 38.1 | 37.4131 |  |  | #N/A
| 1 | 3 | 30.3074 | 33.87 | 27.9725 | 38.56 | 34.89 | 35.1 | 43.8 | 30.42 | 30.74 | 34.5 | 32.1 | 31.5 | 33.1 | 34.9 | 33.1785 | 33.25 | 35.6 | 39.4936 |  |  | 16
| 1 | 4 | 30.344 | 34.07 | 29.2269 | 37.63 | 32.57 | 33.7 | 44.6 | 29.39 | 30.79 | 34.3 | 34 | 30.4 | 32 | 34.5 | 33.2376 | 32.77 | 35.6 | 36.806 |  |  | 33.174
| 1 | 5 | 30.219 | 33.08 | 27.4282 | 37.01 | 34.02 | 34.2 | 46.4 | 28.7 | 30.78 | 34.5 | 33.1 | 34.1 | 33.6 | 34.3 | 33.2997 | 33.2 | 36 | 36.6808 |  |  | 72
| 1 | 6 | 30.6495 | 35.57 | 28.4022 | 37.57 | 32.98 | 33.3 | 43.7 | 30.51 | 30.85 | 34 | 33.7 | 33.5 | 32.5 | 38.9 | 33.273 | 30.26 | 35.4 | 36.8622
| Mean |  | 30.3373 | 34.09 | 28.3227 | 37.4467 | 33.715 | 33.4167 | 44.2667 | 30.0267 | 30.8083 | 34.4667 | 33.1333 | 31.8667 | 32.7833 | 35.2667 | 33.3869 | 32.32 | 36 | 37.0587
| Median |  | 30.2895 | 33.97 | 28.4061 | 37.295 | 33.765 | 33.75 | 44.05 | 30.035 | 30.8 | 34.5 | 33.05 | 31.3 | 32.8 | 34.55 | 33.2864 | 32.57 | 35.6 | 36.8341
| Std Dev. |  | 0.15986 | 0.81449 | 0.5974 | 0.62784 | 0.86405 | 1.5993 | 1.2127 | 0.98356 | 0.050365 | 0.30111 | 0.66533 | 1.5578 | 0.61128 | 1.7918 | 0.22264 | 1.1091 | 1.0564 | 1.4248
| Rel.Std.Dev. |  | 0.5269% | 2.389% | 2.109% | 1.677% | 2.563% | 4.786% | 2.74% | 3.276% | 0.1635% | 0.8736% | 2.008% | 4.888% | 1.865% | 5.081% | 0.6668% | 3.432% | 2.934% | 3.845%
| PDM3 |  | -8.551% | 2.761% | -14.62% | 12.88% | 1.631% | 0.7314% | 33.44% | -9.487% | -7.131% | 3.897% | -0.1227% | -3.941% | -1.178% | 6.308% | 0.6416% | -2.574% | 8.519% | 11.71%
| Z-Score (Absolute) |  | 1.22 | 0.27 | 2.01 | 1.6 | 0.12 | 0.01 | 4.31 | 1.34 | 1.03 | 0.42 | 0.11 | 0.61 | 0.25 | 0.74 | 0.01 | 0.43 | 1.03 | 1.45
| Analytical results for Co in OREAS 48 (Certified Value 19.4 ppm) | [21 empty] | Certified
Co | Round | Replicate | Lab | Lab | Lab | Lab | Lab | Lab | Lab | Lab | Lab | Lab | Lab | Lab | Lab | Lab | Lab | Lab | Lab | Lab | Lab | Lab | 1
| No | No | 01 | 02 | 03 | 04 | 05 | 06 | 07 | 08 | 09 | 10 | 11 | 12 | 13 | 14 | 15 | 16 | 17 | 18 | 19 | 20 | ppm
|  |  | 4A*OES | 4A*MS | 4A*MS | 4A*MS | 4A*MS | 4A*MS | 4A*MS | 4A*OES/MS | 4A*OES | 4A*OES/MS | 4A*MS | 4A*MS | 4A*MS | 4A*MS | 4A*MS | 4A*MS | 4A*MS | 4A*OES/MS | 4A*OES/MS | 4A*MS | 1
2
| 1 | 1 | 20.8307 | 19.5 | 19.8 | 19.21 | 19 | 21.8 | 19.7 | 19 | 18 | 19.12 | 19.72 | 19.25 | 20 | 19 | 19.75 | 19.8 | 18.117 | 19.3 | 18.8 | 18.5678 | 1
| 1 | 2 | 20.515 | 18.5 | 18.9 | 19.235 | 20 | 19.69 | 19.4 | 19 | 17 | 18.51 | 20.36 | 19.05 | 19.5 | 18.65 | 19.25 | 19.95 | 18.3523 | 19.5 | 20.5 | 18.7821 | #N/A
| 1 | 3 | 20.548 | 18.9 | 19.8 | 19.1479 | 20 | 20.51 | 19.8 | 19 | 18 | 19.22 | 19.82 | 18.9 | 19.4 | 19.25 | 20.1 | 19.8 | 18.4586 | 19.5 | 19.4 | 20.7579 | 16
| 1 | 4 | 20.5805 | 17.5 | 19.1 | 19.0813 | 19 | 20.37 | 19.2 | 19 | 18 | 19.22 | 19.88 | 19.4 | 20.3 | 19.1 | 19.65 | 20.5 | 18.1592 | 19.3 | 19.2 | 19.2884 | 19.3882
| 1 | 5 | 20.6519 | 18 | 19.7 | 19.3735 | 19 | 20.96 | 19.8 | 19 | 18 | 18.31 | 19.64 | 19.05 | 19.75 | 20.3 | 20.2 | 19.9 | 18.6723 | 19.2 | 19.4 | 19.0477 | 73
| 1 | 6 | 20.889 | 18.3 | 19.1 | 19.3263 | 20 | 19.41 | 19.1 | 18 | 18 | 19.18 | 19.85 | 18.5 | 19.75 | 19.45 | 19.25 | 20 | 18.5607 | 19.5 | 19.2 | 19.5115
| Mean |  | 20.6692 | 18.45 | 19.4 | 19.229 | 19.5 | 20.4567 | 19.5 | 18.8333 | 17.8333 | 18.9267 | 19.8783 | 19.025 | 19.7833 | 19.2917 | 19.7 | 19.9917 | 18.3867 | 19.3833 | 19.4167 | 19.3259
| Median |  | 20.6162 | 18.4 | 19.4 | 19.2225 | 19.5 | 20.44 | 19.55 | 19 | 18 | 19.15 | 19.835 | 19.05 | 19.75 | 19.175 | 19.7 | 19.925 | 18.4054 | 19.4 | 19.3 | 19.1681
| Std Dev. |  | 0.15559 | 0.69785 | 0.40988 | 0.10878 | 0.54772 | 0.8662 | 0.30984 | 0.40825 | 0.40825 | 0.40683 | 0.25222 | 0.31105 | 0.32965 | 0.56162 | 0.40497 | 0.26157 | 0.2203 | 0.13292 | 0.57417 | 0.77901
| Rel.Std.Dev. |  | 0.7528% | 3.782% | 2.113% | 0.5657% | 2.809% | 4.234% | 1.589% | 2.168% | 2.289% | 2.149% | 1.269% | 1.635% | 1.666% | 2.911% | 2.056% | 1.308% | 1.198% | 0.6857% | 2.957% | 4.031%
| PDM3 |  | 6.607% | -4.839% | 0.06088% | -0.8211% | 0.5767% | 5.511% | 0.5767% | -2.862% | -8.02% | -2.38% | 2.528% | -1.873% | 2.038% | -0.4979% | 1.608% | 3.113% | -5.166% | -0.02508% | 0.1468% | -0.3213%
| Z-Score (Absolute) |  | 2.27 | 1.67 | 0.01 | 0.29 | 0.19 | 1.89 | 0.19 | 0.99 | 2.77 | 0.83 | 0.87 | 0.65 | 0.7 | 0.18 | 0.55 | 1.07 | 1.79 | 0.01 | 0.04 | 0.12
| Analytical results for Cr in OREAS 48 (Certified Value 62 ppm) | [21 empty] | Certified
Cr | Round | Replicate | Lab | Lab | Lab | Lab | Lab | Lab | Lab | Lab | Lab | Lab | Lab | Lab | Lab | Lab | Lab | Lab | Lab | Lab | Lab |  | 1
| No | No | 01 | 03 | 04 | 05 | 06 | 07 | 08 | 09 | 10 | 11 | 12 | 13 | 14 | 15 | 16 | 17 | 18 | 19 | 20 |  | ppm
|  |  | 4A*OES | 4A*OES | 4A*MS | 4A*OES | 4A*MS | 4A*OES/MS | 4A*OES/MS | 4A*OES | 4A*OES/MS | 4A*MS | 4A*MS | 4A*MS | 4A*MS | 4A*MS | 4A*MS | 4A*MS | 4A*OES/MS | 4A*OES/MS | 4A*OES |  | 0
0
| 1 | 1 | 35.973 | 60 | 61.7892 | 60 | 69 | 50 | 53 | 52 | 32.37 | 69.74 | 62.5 | 63.6 | 65.6 | 63.8 | 66.1 | 75.0319 | 66 | 43 | 75.68 |  | 1
| 1 | 2 | 36.604 | 63 | 62.4617 | 52 | 66 | 53 | 51 | 54 | 29.25 | 69.89 | 61.9 | 62.2 | 64.9 | 65.4 | 65 | 74.8506 | 63 | 46.3 | 76.73 |  | #N/A
| 1 | 3 | 36.36 | 64 | 63.3873 | 54 | 65 | 52 | 65 | 56 | 30.93 | 69.29 | 62.8 | 62.2 | 63.2 | 63.9 | 65.3 | 74.4546 | 65 | 45.6 | 72.02 |  | 16
| 1 | 4 | 36.721 | 71 | 62.149 | 54 | 65 | 48 | 51 | 56 | 31.93 | 69.35 | 62.5 | 64.1 | 64.6 | 66.6 | 65.2 | 71.7753 | 63 | 43.6 | 77.08 |  | 62.3183
| 1 | 5 | 36.811 | 68 | 62.6528 | 55 | 68 | 50 | 63 | 56 | 30.68 | 69.8 | 63 | 63.5 | 67.5 | 64.7 | 64.9 | 74.5773 | 66 | 44.1 | 74.48 |  | 74
| 1 | 6 | 36.233 | 63 | 62.6933 | 58 | 65 | 53 | 54 | 56 | 32.93 | 69.56 | 61.1 | 67.3 | 63.6 | 62 | 66.1 | 73.5035 | 62 | 43.9 | 73.92
| Mean |  | 36.4503 | 64.8333 | 62.5222 | 55.5 | 66.3333 | 51 | 56.1667 | 55 | 31.3483 | 69.605 | 62.3 | 63.8167 | 64.9 | 64.4 | 65.4333 | 74.0322 | 64.1667 | 44.4167 | 74.985
| Median |  | 36.482 | 63.5 | 62.5573 | 54.5 | 65.5 | 51 | 53.5 | 56 | 31.43 | 69.65 | 62.5 | 63.55 | 64.75 | 64.3 | 65.25 | 74.516 | 64 | 44 | 75.08
| Std Dev. |  | 0.31944 | 3.9707 | 0.54313 | 2.9496 | 1.7512 | 2 | 6.2102 | 1.6733 | 1.3348 | 0.24648 | 0.6957 | 1.8755 | 1.544 | 1.5684 | 0.53541 | 1.2262 | 1.7224 | 1.264 | 1.9025
| Rel.Std.Dev. |  | 0.8764% | 6.125% | 0.8687% | 5.315% | 2.64% | 3.922% | 11.06% | 3.042% | 4.258% | 0.3541% | 1.117% | 2.939% | 2.379% | 2.435% | 0.8183% | 1.656% | 2.684% | 2.846% | 2.537%
| PDM3 |  | -41.51% | 4.036% | 0.3272% | -10.94% | 6.443% | -18.16% | -9.871% | -11.74% | -49.7% | 11.69% | -0.02937% | 2.404% | 4.143% | 3.34% | 4.999% | 18.8% | 2.966% | -28.73% | 20.33%
| Z-Score (Absolute) |  | 3.19 | 0.12 | 0.15 | 0.97 | 0.29 | 1.49 | 0.89 | 1.03 | 3.78 | 0.67 | 0.18 | 0 | 0.13 | 0.07 | 0.19 | 1.19 | 0.04 | 2.26 | 1.3
| Analytical results for Cs in OREAS 48 (Certified Value 1.16 ppm) | [21 empty] | Certified
Cs | Round | Replicate | Lab | Lab | Lab | Lab | Lab | Lab | Lab | Lab | Lab | Lab | Lab | Lab | Lab | Lab | Lab | Lab | Lab | Lab | Lab |  | 1
| No | No | 01 | 03 | 04 | 05 | 06 | 07 | 08 | 09 | 10 | 11 | 12 | 13 | 14 | 15 | 16 | 17 | 18 | 19 | 20 |  | ppm
|  |  | 4A*MS | 4A*MS | 4A*MS | 4A*MS | 4A*MS | 4A*MS | 4A*OES/MS | 4A*MS | 4A*OES/MS | 4A*MS | 4A*MS | 4A*MS | 4A*MS | 4A*MS | 4A*MS | 4A*MS | 4A*OES/MS | 4A*OES/MS | 4A*MS |  | 2
3
| 1 | 1 | 1.0488 | 1.17 | 1.1525 | 1.2 | 1.17 | 1.18 | 1.19 | 1.3 | < 5 | 1.02 | 1.11 | 1.13 | 1.1 | 1.17 | 1.18 | 1.1075 | 1.14 | 1.25 | 1.1587 |  | 1
| 1 | 2 | 1.0774 | 1.12 | 1.1232 | 1.2 | 1.15 | 1.15 | 1.14 | 1.27 | < 5 | 0.96 | 1.1 | 1.18 | 1.14 | 1.22 | 1.16 | 1.1251 | 1.13 | 1.31 | 1.1476 |  | #N/A
| 1 | 3 | 1.0473 | 1.16 | 1.156 | 1.2 | 1.15 | 1.21 | 1.27 | 1.35 | < 5 | 0.96 | 1.1 | 1.18 | 1.13 | 1.25 | 1.14 | 1.1339 | 1.14 | 1.25 | 1.2808 |  | 16
| 1 | 4 | 1.0093 | 1.16 | 1.1283 | 1.2 | 1.11 | 1.15 | 1.19 | 1.34 | < 5 | 0.96 | 1.09 | 1.12 | 1.12 | 1.24 | 1.16 | 1.0549 | 1.13 | 1.23 | 1.1895 |  | 1.1588
| 1 | 5 | 1.023 | 1.25 | 1.1184 | 1.2 | 1.1 | 1.2 | 1.23 | 1.38 | < 5 | 1.04 | 1.11 | 1.16 | 1.21 | 1.25 | 1.16 | 1.119 | 1.12 | 1.29 | 1.185 |  | 75
| 1 | 6 | 1.0055 | 1.16 | 1.1849 | 1.2 | 1.09 | 1.14 | 1.25 | 1.24 | < 5 | 0.98 | 1.06 | 1.18 | 1.16 | 1.18 | 1.18 | 1.1034 | 1.16 | 1.28 | 1.175
| Mean |  | 1.0352 | 1.17 | 1.1439 | 1.2 | 1.1283 | 1.1717 | 1.2117 | 1.3133 |  | 0.98667 | 1.095 | 1.1583 | 1.1433 | 1.2183 | 1.1633 | 1.1073 | 1.1367 | 1.2683 | 1.1894
| Median |  | 1.0351 | 1.16 | 1.1404 | 1.2 | 1.13 | 1.165 | 1.21 | 1.32 |  | 0.97 | 1.1 | 1.17 | 1.135 | 1.23 | 1.16 | 1.1133 | 1.135 | 1.265 | 1.18
| Std Dev. |  | 0.027619 | 0.042895 | 0.025403 | 0 | 0.032506 | 0.029269 | 0.047504 | 0.052789 |  | 0.035024 | 0.018708 | 0.027142 | 0.038297 | 0.035449 | 0.015055 | 0.027983 | 0.013663 | 0.029944 | 0.047477
| Rel.Std.Dev. |  | 2.668% | 3.666% | 2.221% | 0% | 2.881% | 2.498% | 3.921% | 4.019% |  | 3.55% | 1.709% | 2.343% | 3.35% | 2.91% | 1.294% | 2.527% | 1.202% | 2.361% | 3.992%
| PDM3 |  | -10.66% | 0.9663% | -1.288% | 3.555% | -2.629% | 1.11% | 4.562% | 13.34% |  | -14.85% | -5.506% | -0.04044% | -1.335% | 5.137% | 0.391% | -4.444% | -1.91% | 9.452% | 2.643%
| Z-Score (Absolute) |  | 2.36 | 0.12 | 0.36 | 0.67 | 0.64 | 0.15 | 0.89 | 2.76 | 24.58 | 3.25 | 1.26 | 0.09 | 0.37 | 1.01 | 0 | 1.03 | 0.49 | 1.93 | 0.48
| Analytical results for Cu in OREAS 48 (Certified Value 40 ppm) | [21 empty] | Certified
Cu | Round | Replicate | Lab | Lab | Lab | Lab | Lab | Lab | Lab | Lab | Lab | Lab | Lab | Lab | Lab | Lab | Lab | Lab | Lab | Lab | Lab | Lab | 1
| No | No | 01 | 02 | 03 | 04 | 05 | 06 | 07 | 08 | 09 | 10 | 11 | 12 | 13 | 14 | 15 | 16 | 17 | 18 | 19 | 20 | ppm
|  |  | 4A*OES | 4A*MS | 4A*MS | 4A*MS | 4A*OES | 4A*MS | 4A*OES/MS | 4A*OES/MS | 4A*OES | 4A*OES/MS | 4A*MS | 4A*MS | 4A*MS | 4A*MS | 4A*MS | 4A*MS | 4A*MS | 4A*OES/MS | 4A*OES/MS | 4A*MS | 1
2
| 1 | 1 | 39.2896 | 39.8 | 39.5 | 39.9802 | 40 | 39.28 | 41.2 | 40 | 38 | 39.31 | 40.55 | 39.6 | 46.2 | 37 | 42.1 | 41.8 | 36.3569 | 40.3 | 38.4 | 45.6888 | 1
| 1 | 2 | 39.2232 | 39.1 | 41.5 | 40.2714 | 40 | 40.71 | 40.8 | 41 | 40 | 37.49 | 41.21 | 40.6 | 39.1 | 36.9 | 40.4 | 41.4 | 36.5756 | 40.2 | 38.9 | 36.9577 | #N/A
| 1 | 3 | 39.2832 | 39.8 | 41.6 | 40.4395 | 40 | 39.5 | 40.3 | 41 | 39 | 43.57 | 41.14 | 39.4 | 41.1 | 39.4 | 40.8 | 41.6 | 37.9072 | 39.4 | 37.2 | 42.5238 | 16
| 1 | 4 | 39.2168 | 38.5 | 37.6 | 40.2608 | 40 | 39.35 | 39.6 | 45 | 39 | 43.69 | 40.19 | 38.8 | 40.5 | 37.7 | 42.7 | 41.6 | 37.0115 | 40.8 | 38.1 | 38.6112 | 39.954
| 1 | 5 | 39.04 | 39.5 | 39.1 | 39.7823 | 40 | 40.03 | 41.2 | 41 | 38 | 39.28 | 39.97 | 40.6 | 41 | 41.5 | 42.3 | 40.9 | 37.2776 | 39.5 | 39.9 | 39.8958 | 76
| 1 | 6 | 39.2448 | 39.8 | 38.5 | 40.3611 | 39 | 40.27 | 38.1 | 41 | 40 | 38.84 | 40.48 | 38.6 | 42.2 | 40.1 | 40.5 | 42 | 37.8884 | 40.5 | 39.6 | 37.3638
| Mean |  | 39.2163 | 39.4167 | 39.6333 | 40.1826 | 39.8333 | 39.8567 | 40.2 | 41.5 | 39 | 40.3633 | 40.59 | 39.6 | 41.6833 | 38.7667 | 41.4667 | 41.55 | 37.1695 | 40.1167 | 38.6833 | 40.1735
| Median |  | 39.234 | 39.65 | 39.3 | 40.2661 | 40 | 39.765 | 40.55 | 41 | 39 | 39.295 | 40.515 | 39.5 | 41.05 | 38.55 | 41.45 | 41.6 | 37.1445 | 40.25 | 38.65 | 39.2535
| Std Dev. |  | 0.091422 | 0.52694 | 1.617 | 0.25022 | 0.40825 | 0.57368 | 1.195 | 1.7607 | 0.89443 | 2.6157 | 0.499 | 0.8579 | 2.431 | 1.8651 | 1.0132 | 0.37815 | 0.64972 | 0.55648 | 0.99883 | 3.3674
| Rel.Std.Dev. |  | 0.2331% | 1.337% | 4.08% | 0.6227% | 1.025% | 1.439% | 2.973% | 4.243% | 2.293% | 6.48% | 1.229% | 2.166% | 5.832% | 4.811% | 2.444% | 0.9101% | 1.748% | 1.387% | 2.582% | 8.382%
| PDM3 |  | -1.846% | -1.345% | -0.8026% | 0.5721% | -0.302% | -0.2436% | 0.6157% | 3.869% | -2.388% | 1.025% | 1.592% | -0.886% | 4.328% | -2.972% | 3.786% | 3.995% | -6.969% | 0.4071% | -3.18% | 0.5494%
| Z-Score (Absolute) |  | 0.89 | 0.66 | 0.41 | 0.23 | 0.18 | 0.15 | 0.25 | 1.74 | 1.13 | 0.43 | 0.69 | 0.44 | 1.95 | 1.4 | 1.7 | 1.8 | 3.24 | 0.15 | 1.5 | 0.21
| Analytical results for Dy in OREAS 48 (Certified Value 1.9 ppm) | [21 empty] | Certified
Dy | Round | Replicate | Lab | Lab | Lab | Lab | Lab | Lab | Lab | Lab | Lab | Lab | Lab | Lab | Lab | [7 empty] | 1
| No | No | 01 | 03 | 04 | 06 | 08 | 11 | 12 | 13 | 14 | 15 | 16 | 17 | 20 | [7 empty] | ppm
|  |  | 4A*MS | 4A*MS | 4A*MS | 4A*MS | 4A*OES/MS | 4A*MS | 4A*MS | 4A*MS | 4A*MS | 4A*MS | 4A*MS | 4A*MS | 4A*MS | [7 empty] | 2
3
| 1 | 1 | 1.7592 | 1.99 | 1.8426 | 1.87 | 1.7 | 1.76 | 1.845 | 2.11 | 1.95 | 2.08 | 1.92 | 1.9241 | 1.7322 | [7 empty] | 1
| 1 | 2 | 1.7291 | 1.91 | 1.8169 | 1.8 | 2 | 1.78 | 1.83 | 2 | 1.885 | 2.01 | 1.86 | 1.9565 | 1.8528 | [7 empty] | #N/A
| 1 | 3 | 1.7334 | 1.99 | 1.7968 | 1.89 | 2 | 1.76 | 1.855 | 1.965 | 1.885 | 2.08 | 1.87 | 1.884 | 1.9947 | [7 empty] | 16
| 1 | 4 | 1.7268 | 2.06 | 1.8346 | 1.82 | 2 | 1.75 | 1.87 | 2.06 | 1.945 | 2.01 | 1.89 | 1.8661 | 1.8338 | [7 empty] | 1.8959
| 1 | 5 | 1.6951 | 1.94 | 1.8382 | 1.73 | 2 | 1.77 | 1.88 | 2.02 | 1.98 | 2.12 | 1.87 | 1.917 | 1.817 | [7 empty] | 77
| 1 | 6 | 1.7412 | 2.01 | 1.8482 | 1.87 | 1.9 | 1.74 | 1.785 | 2.07 | 1.96 | 2 | 1.99 | 1.8969 | 1.9245
| Mean |  | 1.7308 | 1.9833 | 1.8296 | 1.83 | 1.9333 | 1.76 | 1.8442 | 2.0375 | 1.9342 | 2.05 | 1.9 | 1.9074 | 1.8592
| Median |  | 1.7313 | 1.99 | 1.8364 | 1.845 | 2 | 1.76 | 1.85 | 2.04 | 1.9475 | 2.045 | 1.88 | 1.907 | 1.8433
| Std Dev. |  | 0.021047 | 0.052789 | 0.019248 | 0.059666 | 0.12111 | 0.014142 | 0.033973 | 0.052512 | 0.039927 | 0.0498 | 0.04899 | 0.032074 | 0.090797
| Rel.Std.Dev. |  | 1.216% | 2.662% | 1.052% | 3.26% | 6.264% | 0.8035% | 1.842% | 2.577% | 2.064% | 2.429% | 2.578% | 1.682% | 4.884%
| PDM3 |  | -8.706% | 4.614% | -3.497% | -3.474% | 1.977% | -7.166% | -2.726% | 7.471% | 2.021% | 8.131% | 0.2187% | 0.6096% | -1.935%
| Z-Score (Absolute) |  | 1.63 | 0.8 | 0.68 | 0.67 | 0.32 | 1.35 | 0.54 | 1.32 | 0.33 | 1.44 | 0 | 0.07 | 0.39
| Analytical results for Er in OREAS 48 (Certified Value 1.06 ppm) | [21 empty] | Certified
Er | Round | Replicate | Lab | Lab | Lab | Lab | Lab | Lab | Lab | Lab | Lab | Lab | Lab | Lab | Lab | [7 empty] | 1
| No | No | 01 | 03 | 04 | 06 | 08 | 11 | 12 | 13 | 14 | 15 | 16 | 17 | 20 | [7 empty] | ppm
|  |  | 4A*MS | 4A*MS | 4A*MS | 4A*MS | 4A*OES/MS | 4A*MS | 4A*MS | 4A*MS | 4A*MS | 4A*MS | 4A*MS | 4A*MS | 4A*MS | [7 empty] | 2
3
| 1 | 1 | 1.0763 | 1.06 | 1.1096 | 1.12 | 0.9 | 0.92 | 1.045 | 1.135 | 1.025 | 1.105 | 1.045 | 1.0781 | 0.9411 | [7 empty] | 1
| 1 | 2 | 1.0597 | 1.04 | 1.0936 | 1.14 | 1 | 0.94 | 1.025 | 1.125 | 1.025 | 1.065 | 0.986 | 1.0659 | 0.9942 | [7 empty] | 10
| 1 | 3 | 1.0779 | 1.09 | 1.0489 | 1.1 | 1 | 0.91 | 1.06 | 1.16 | 1 | 1.14 | 1.04 | 1.0288 | 1.0913 | [7 empty] | 16
| 1 | 4 | 1.0091 | 1.08 | 1.1186 | 1.12 | 1.1 | 0.94 | 1.035 | 1.145 | 1.085 | 1.105 | 1.06 | 1.0468 | 0.9884 | [7 empty] | 1.0551
| 1 | 5 | 1.0139 | 1.11 | 1.0623 | 1.07 | 1 | 0.95 | 1.07 | 1.15 | 1.08 | 1.095 | 1.01 | 1.0792 | 0.9784 | [7 empty] | 78
| 1 | 6 | 1.0118 | 1.13 | 1.0699 | 1.14 | 1.1 | 0.93 | 0.999 | 1.17 | 1.045 | 1.13 | 1.105 | 1.0524 | 1.0479
| Mean |  | 1.0414 | 1.085 | 1.0838 | 1.115 | 1.0167 | 0.93167 | 1.039 | 1.1475 | 1.0433 | 1.1067 | 1.041 | 1.0585 | 1.0069
| Median |  | 1.0368 | 1.085 | 1.0818 | 1.12 | 1 | 0.935 | 1.04 | 1.1475 | 1.035 | 1.105 | 1.0425 | 1.0592 | 0.9913
| Std Dev. |  | 0.033349 | 0.032711 | 0.027753 | 0.026646 | 0.075277 | 0.01472 | 0.025495 | 0.016355 | 0.033566 | 0.026583 | 0.041134 | 0.019609 | 0.053758
| Rel.Std.Dev. |  | 3.202% | 3.015% | 2.561% | 2.39% | 7.404% | 1.58% | 2.454% | 1.425% | 3.217% | 2.402% | 3.951% | 1.852% | 5.339%
| PDM3 |  | -1.295% | 2.832% | 2.722% | 5.675% | -3.644% | -11.7% | -1.528% | 8.756% | -1.117% | 4.886% | -1.338% | 0.3243% | -4.572%
| Z-Score (Absolute) |  | 0.03 | 0.77 | 0.75 | 1.33 | 0.49 | 2.07 | 0.08 | 1.93 | 0 | 1.17 | 0.04 | 0.28 | 0.67
| Analytical results for Eu in OREAS 48 (Certified Value 0.84 ppm) | [21 empty] | Certified
Eu | Round | Replicate | Lab | Lab | Lab | Lab | Lab | Lab | Lab | Lab | Lab | Lab | Lab | Lab | Lab | [7 empty] | 1
| No | No | 01 | 03 | 04 | 06 | 08 | 11 | 12 | 13 | 14 | 15 | 16 | 17 | 20 | [7 empty] | ppm
|  |  | 4A*MS | 4A*MS | 4A*MS | 4A*MS | 4A*OES/MS | 4A*MS | 4A*MS | 4A*MS | 4A*MS | 4A*MS | 4A*MS | 4A*MS | 4A*MS | [7 empty] | 2
3
| 1 | 1 | 0.8828 | 0.84 | 0.77565 | 0.92 | 0.81 | 0.79 | 0.853 | 0.84 | 0.846 | 0.89 | 0.819 | 0.84074 | 0.7773 | [7 empty] | 1
| 1 | 2 | 0.8505 | 0.84 | 0.79018 | 0.86 | 0.88 | 0.78 | 0.826 | 0.86 | 0.815 | 0.849 | 0.836 | 0.83208 | 0.886 | [7 empty] | #N/A
| 1 | 3 | 0.817 | 0.84 | 0.75316 | 0.85 | 0.92 | 0.78 | 0.824 | 0.826 | 0.825 | 0.911 | 0.83 | 0.80774 | 0.8939 | [7 empty] | 16
| 1 | 4 | 0.8917 | 0.83 | 0.8272 | 0.85 | 0.9 | 0.76 | 0.813 | 0.867 | 0.809 | 0.922 | 0.836 | 0.82166 | 0.8362 | [7 empty] | 0.84394
| 1 | 5 | 0.8118 | 0.84 | 0.77224 | 0.89 | 0.93 | 0.83 | 0.821 | 0.797 | 0.887 | 0.898 | 0.83 | 0.84032 | 0.8368 | [7 empty] | 79
| 1 | 6 | 0.8449 | 0.85 | 0.78145 | 0.85 | 0.87 | 0.75 | 0.812 | 0.826 | 0.85 | 0.913 | 0.897 | 0.80865 | 0.8684
| Mean |  | 0.84978 | 0.84 | 0.78331 | 0.87 | 0.885 | 0.78167 | 0.82483 | 0.836 | 0.83867 | 0.89717 | 0.84133 | 0.8252 | 0.84977
| Median |  | 0.8477 | 0.84 | 0.77855 | 0.855 | 0.89 | 0.78 | 0.8225 | 0.833 | 0.8355 | 0.9045 | 0.833 | 0.82687 | 0.8526
| Std Dev. |  | 0.03283 | 0.0063246 | 0.02477 | 0.028983 | 0.043243 | 0.027869 | 0.014932 | 0.025589 | 0.028794 | 0.026195 | 0.027969 | 0.014891 | 0.042922
| Rel.Std.Dev. |  | 3.863% | 0.7529% | 3.162% | 3.331% | 4.886% | 3.565% | 1.81% | 3.061% | 3.433% | 2.92% | 3.324% | 1.805% | 5.051%
| PDM3 |  | 0.6918% | -0.4674% | -7.184% | 3.087% | 4.865% | -7.379% | -2.265% | -0.9414% | -0.6254% | 6.306% | -0.3094% | -2.221% | 0.6898%
| Z-Score (Absolute) |  | 0.45 | 0 | 2.58 | 1.37 | 2.05 | 2.66 | 0.69 | 0.18 | 0.06 | 2.6 | 0.06 | 0.67 | 0.44
| Analytical results for Fe in OREAS 48 (Certified Value 4.2 wt.%) | [21 empty] | Certified
Fe | Round | Replicate | Lab | Lab | Lab | Lab | Lab | Lab | Lab | Lab | Lab | Lab | Lab | Lab | Lab | Lab | Lab | Lab | Lab | Lab | Lab |  | 1
| No | No | 01 | 02 | 03 | 04 | 05 | 06 | 07 | 08 | 09 | 10 | 11 | 12 | 13 | 14 | 15 | 16 | 18 | 19 | 20 |  | wt.%
|  |  | 4A*OES | 4A*MS | 4A*OES | 4A*MS | 4A*OES | 4A*MS | 4A*OES/MS | 4A*OES/MS | 4A*OES | 4A*OES/MS | 4A*MS | 4A*MS | 4A*MS | 4A*MS | 4A*MS | 4A*MS | 4A*OES/MS | 4A*OES/MS | 4A*OES |  | 2
3
| 1 | 1 | 4.0252 | 4.2714 | 4.26 | 4.1059 | 4.16 | 4.04 | 4.24 | 4.38 | 3.94 | 3.89 | 4.2698 | 4.37 | 4.22 | 4.16 | 4.25 | 4.3 | 4.35 | 4.2 | 4.1097 |  | 1
| 1 | 2 | 4.0375 | 4.218 | 4.4 | 4.1401 | 4.18 | 4.09 | 4.3 | 4.36 | 3.98 | 4 | 4.3096 | 4.3 | 4.21 | 4.13 | 4.17 | 4.29 | 4.31 | 4.5 | 4.1642 |  | #N/A
| 1 | 3 | 4.0467 | 4.2604 | 4.21 | 4.1183 | 4.23 | 4.08 | 4.27 | 4.49 | 4.09 | 4.06 | 7.2963 | 4.37 | 4.14 | 4.08 | 4.27 | 4.28 | 4.34 | 4.19 | 4.1057 |  | 16
| 1 | 4 | 4.0679 | 4.1017 | 4.42 | 4.1662 | 4.15 | 4.04 | 4.26 | 4.36 | 4.05 | 4 | 4.2867 | 4.32 | 4.19 | 4.21 | 4.21 | 4.36 | 4.28 | 4.11 | 4.1851 |  | 4.1974
| 1 | 5 | 4.0918 | 4.2128 | 4.44 | 4.1821 | 4.15 | 4.07 | 4.26 | 4.44 | 4.04 | 3.93 | 4.2492 | 4.39 | 4.21 | 4.17 | 4.26 | 4.24 | 4.28 | 4.2 | 4.0624 |  | 80
| 1 | 6 | 4.0723 | 4.2575 | 4.35 | 4.1354 | 4.18 | 4.09 | 4.2 | 4.37 | 4.04 | 3.96 | 4.2687 | 4.25 | 4.21 | 4.18 | 4.14 | 4.34 | 4.24 | 4.31 | 4.023
| Mean |  | 4.0569 | 4.2203 | 4.3467 | 4.1413 | 4.175 | 4.0683 | 4.255 | 4.4 | 4.0233 | 3.9733 | 4.7801 | 4.3333 | 4.1967 | 4.155 | 4.2167 | 4.3017 | 4.3 | 4.2517 | 4.1084
| Median |  | 4.0573 | 4.2378 | 4.375 | 4.1377 | 4.17 | 4.075 | 4.26 | 4.375 | 4.04 | 3.98 | 4.2782 | 4.345 | 4.21 | 4.165 | 4.23 | 4.295 | 4.295 | 4.2 | 4.1077
| Std Dev. |  | 0.02474 | 0.062818 | 0.09288 | 0.028642 | 0.030166 | 0.023166 | 0.033317 | 0.053292 | 0.053914 | 0.059889 | 1.2329 | 0.053166 | 0.029439 | 0.045056 | 0.052789 | 0.043089 | 0.041473 | 0.13732 | 0.060682
| Rel.Std.Dev. |  | 0.6098% | 1.488% | 2.137% | 0.6916% | 0.7225% | 0.5694% | 0.783% | 1.211% | 1.34% | 1.507% | 25.79% | 1.227% | 0.7015% | 1.084% | 1.252% | 1.002% | 0.9645% | 3.23% | 1.477%
| PDM3 |  | -3.348% | 0.5455% | 3.556% | -1.336% | -0.5337% | -3.075% | 1.372% | 4.827% | -4.147% | -5.338% | 13.88% | 3.238% | -0.01754% | -1.01% | 0.4589% | 2.484% | 2.444% | 1.293% | -2.121%
| Z-Score (Absolute) |  | 1.27 | 0.03 | 1.03 | 0.6 | 0.33 | 1.18 | 0.3 | 1.45 | 1.53 | 1.93 | 4.47 | 0.93 | 0.16 | 0.49 | 0 | 0.67 | 0.66 | 0.28 | 0.86
| Analytical results for Ga in OREAS 48 (Certified Value 19.3 ppm) | [21 empty] | Certified
Ga | Round | Replicate | Lab | Lab | Lab | Lab | Lab | Lab | Lab | Lab | Lab | Lab | Lab | Lab | Lab | Lab | Lab | Lab | Lab | Lab | Lab | Lab | 1
| No | No | 01 | 02 | 03 | 04 | 05 | 06 | 07 | 08 | 09 | 10 | 11 | 12 | 13 | 14 | 15 | 16 | 17 | 18 | 19 | 20 | ppm
|  |  | 4A*OES | 4A*MS | 4A*MS | 4A*MS | 4A*MS | 4A*MS | 4A*MS | 4A*OES/MS | 4A*OES | 4A*OES/MS | 4A*MS | 4A*MS | 4A*MS | 4A*MS | 4A*MS | 4A*MS | 4A*MS | 4A*OES/MS | 4A*OES/MS | 4A*OES | 1
2
| 1 | 1 | 16.331 | 20 | 19.29 | 19.3706 | 20.5 | 19.93 | 19.89 | 19.7 | 30 | 18.1 | 18.62 | 19.7 | 19.05 | 18.4 | 20.3 | 18 | 18.6127 | 19.66 | 19.2 | 20.7136 | 1
| 1 | 2 | 16.758 | 19 | 19.06 | 19.2342 | 20.6 | 18.8 | 19.32 | 19.7 | 30 | 17.94 | 18.59 | 20.7 | 18.75 | 18.45 | 19.6 | 17.7 | 18.9655 | 19.75 | 21.3 | 19.2169 | #N/A
| 1 | 3 | 16.3555 | 19 | 19.61 | 18.9222 | 20.5 | 19.76 | 19.93 | 20 | 30 | 18.26 | 18.81 | 20.1 | 18.8 | 17.65 | 20.1 | 17.8 | 18.6298 | 19.86 | 20.2 | 20.8205 | 16
| 1 | 4 | 16.1675 | 17 | 19.58 | 18.9425 | 20.5 | 19.14 | 19.35 | 20 | 20 | 18.58 | 18.73 | 20.4 | 18.75 | 19.15 | 19.8 | 18.35 | 18.6961 | 19.9 | 20.1 | 19.3327 | 19.3155
| 1 | 5 | 16.0765 | 18 | 19.97 | 19.401 | 20.8 | 19.21 | 19.9 | 19.5 | 30 | 17.87 | 18.84 | 19.95 | 18.8 | 19.8 | 19.9 | 17.3 | 18.9143 | 19.41 | 20.4 | 19.2525 | 81
| 1 | 6 | 16.486 | 19 | 19.83 | 18.9969 | 20.7 | 19.44 | 19.36 | 19.9 | 30 | 18.48 | 18.74 | 19.1 | 19.15 | 19.05 | 20 | 17.55 | 18.8659 | 19.47 | 20.1 | 20.3573
| Mean |  | 16.3624 | 18.6667 | 19.5567 | 19.1446 | 20.6 | 19.38 | 19.625 | 19.8 | 28.3333 | 18.205 | 18.7217 | 19.9917 | 18.8833 | 18.75 | 19.95 | 17.7833 | 18.7807 | 19.675 | 20.2167 | 19.9489
| Median |  | 16.3432 | 19 | 19.595 | 19.1155 | 20.55 | 19.325 | 19.625 | 19.8 | 30 | 18.18 | 18.735 | 20.025 | 18.8 | 18.75 | 19.95 | 17.75 | 18.781 | 19.705 | 20.15 | 19.845
| Std Dev. |  | 0.24188 | 1.0328 | 0.33667 | 0.21769 | 0.12649 | 0.41795 | 0.30911 | 0.2 | 4.0825 | 0.28732 | 0.099883 | 0.55894 | 0.17224 | 0.74498 | 0.2429 | 0.36423 | 0.15323 | 0.20147 | 0.67355 | 0.76312
| Rel.Std.Dev. |  | 1.478% | 5.533% | 1.722% | 1.137% | 0.614% | 2.157% | 1.575% | 1.01% | 14.41% | 1.578% | 0.5335% | 2.796% | 0.9121% | 3.973% | 1.218% | 2.048% | 0.8159% | 1.024% | 3.332% | 3.825%
| PDM3 |  | -15.29% | -3.359% | 1.249% | -0.8851% | 6.65% | 0.3339% | 1.602% | 2.508% | 46.69% | -5.749% | -3.074% | 3.501% | -2.237% | -2.928% | 3.285% | -7.932% | -2.769% | 1.861% | 4.665% | 3.279%
| Z-Score (Absolute) |  | 3.29 | 0.85 | 0.09 | 0.34 | 1.2 | 0.09 | 0.17 | 0.35 | 9.39 | 1.34 | 0.79 | 0.55 | 0.62 | 0.76 | 0.51 | 1.79 | 0.73 | 0.22 | 0.79 | 0.51
| Analytical results for Gd in OREAS 48 (Certified Value 2.37 ppm) | [21 empty] | Certified
Gd | Round | Replicate | Lab | Lab | Lab | Lab | Lab | Lab | Lab | Lab | Lab | Lab | Lab | Lab | Lab | [7 empty] | 1
| No | No | 01 | 03 | 04 | 06 | 08 | 11 | 12 | 13 | 14 | 15 | 16 | 17 | 20 | [7 empty] | ppm
|  |  | 4A*MS | 4A*MS | 4A*MS | 4A*MS | 4A*OES/MS | 4A*MS | 4A*MS | 4A*MS | 4A*MS | 4A*MS | 4A*MS | 4A*MS | 4A*MS | [7 empty] | 2
3
| 1 | 1 | 2.5476 | 2.34 | 2.2028 | 2.2 | 2.3 | 2.56 | 2.36 | 2.67 | 2.2 | 2.54 | 2.44 | 2.3677 | 1.9623 | [7 empty] | 1
| 1 | 2 | 2.3001 | 2.37 | 2.1665 | 1.99 | 2.6 | 2.54 | 2.33 | 2.58 | 2.23 | 2.46 | 2.4 | 2.4038 | 2.1815 | [7 empty] | #N/A
| 1 | 3 | 2.6282 | 2.39 | 2.1328 | 2.09 | 2.5 | 2.61 | 2.39 | 2.58 | 2.14 | 2.56 | 2.43 | 2.3207 | 2.0493 | [7 empty] | 16
| 1 | 4 | 2.5252 | 2.45 | 2.2239 | 2.17 | 2.5 | 2.63 | 2.4 | 2.66 | 2.2 | 2.45 | 2.44 | 2.3075 | 2.0691 | [7 empty] | 2.373
| 1 | 5 | 2.2462 | 2.39 | 2.0994 | 2.15 | 2.6 | 2.67 | 2.43 | 2.62 | 2.26 | 2.57 | 2.35 | 2.3634 | 2.0547 | [7 empty] | 82
| 1 | 6 | 2.6273 | 2.44 | 2.1121 | 2.11 | 2.6 | 2.62 | 2.28 | 2.68 | 2.13 | 2.55 | 2.58 | 2.3879 | 2.0812
| Mean |  | 2.4791 | 2.3967 | 2.1563 | 2.1183 | 2.5167 | 2.605 | 2.365 | 2.6317 | 2.1933 | 2.5217 | 2.44 | 2.3585 | 2.0664
| Median |  | 2.5364 | 2.39 | 2.1496 | 2.13 | 2.55 | 2.615 | 2.375 | 2.64 | 2.2 | 2.545 | 2.435 | 2.3655 | 2.0619
| Std Dev. |  | 0.16571 | 0.041793 | 0.050163 | 0.074409 | 0.1169 | 0.047645 | 0.053944 | 0.044907 | 0.050465 | 0.052694 | 0.076681 | 0.037558 | 0.070343
| Rel.Std.Dev. |  | 6.684% | 1.744% | 2.326% | 3.513% | 4.645% | 1.829% | 2.281% | 1.706% | 2.301% | 2.09% | 3.143% | 1.592% | 3.404%
| PDM3 |  | 4.473% | 0.9989% | -9.133% | -10.73% | 6.056% | 9.778% | -0.3356% | 10.9% | -7.57% | 6.267% | 2.825% | -0.61% | -12.92%
| Z-Score (Absolute) |  | 0.44 | 0 | 1.3 | 1.5 | 0.65 | 1.12 | 0.17 | 1.27 | 1.1 | 0.67 | 0.23 | 0.21 | 1.78
| Analytical results for Ge in OREAS 48 (Indicative Value 0.079 ppm) | [21 empty] | Indicative
Ge | Round | Replicate | Lab | Lab | Lab | Lab | Lab | Lab | Lab | Lab | Lab | Lab | Lab | Lab | Lab | Lab | Lab | [5 empty] | 1
| No | No | 01 | 03 | 04 | 05 | 06 | 08 | 09 | 11 | 12 | 13 | 14 | 15 | 16 | 18 | 19 | [5 empty] | ppm
|  |  | 4A*MS | 4A*MS | 4A*MS | 4A*MS | 4A*MS | 4A*OES/MS | 4A*MS | 4A*MS | 4A*MS | 4A*MS | 4A*MS | 4A*MS | 4A*MS | 4A*OES/MS | 4A*OES/MS | [5 empty] | 3
3
| 1 | 1 | 0.1018 | 1 | < 0.2 | 1.1 | 0.09 | 0.4 | 0.82 | 2.31 | 0.05 | < 0.05 | < 0.05 | 0.05 | < 0.05 | 0.08 | < 0.05 | [5 empty] | 1
| 1 | 2 | 0.096 | 1.1 | < 0.2 | 1 | 0.09 | 0.4 | 0.97 | 2.29 | 0.06 | < 0.05 | < 0.05 | 0.05 | < 0.05 | 0.07 | 0.09 | [5 empty] | 8
| 1 | 3 | 0.1396 | 1 | < 0.2 | 1 | 0.09 | 0.4 | 0.79 | 2.26 | 0.05 | < 0.05 | < 0.05 | 0.05 | < 0.05 | 0.08 | < 0.05 | [5 empty] | 16
| 1 | 4 | 0.1222 | 1.1 | < 0.2 | 1.1 | 0.09 | 0.3 | 0.68 | 2.28 | 0.06 | < 0.05 | < 0.05 | 0.06 | < 0.05 | 0.06 | < 0.05 | [5 empty] | 0.079167
| 1 | 5 | 0.095 | 1 | < 0.2 | 1.1 | 0.09 | 0.7 | 0.92 | 2.35 | 0.05 | < 0.05 | < 0.05 | 0.05 | < 0.05 | 0.08 | < 0.05 | [5 empty] | 14
| 1 | 6 | 0.1154 | 1.1 | < 0.2 | 1 | 0.09 | 0.4 | 0.83 | 2.32 | 0.06 | < 0.05 | < 0.05 | 0.05 | < 0.05 | 0.09 | < 0.05
| Mean |  | 0.11167 | 1.05 |  | 1.05 | 0.09 | 0.43333 | 0.835 | 2.3017 | 0.055 |  |  | 0.051667 |  | 0.076667 | 0.09
| Median |  | 0.1086 | 1.05 |  | 1.05 | 0.09 | 0.4 | 0.825 | 2.3 | 0.055 |  |  | 0.05 |  | 0.08 | 0.09
| Std Dev. |  | 0.017468 | 0.054772 |  | 0.054772 | 1.5202e-17 | 0.13663 | 0.10173 | 0.031885 | 0.0054772 |  |  | 0.0040825 |  | 0.010328
| Rel.Std.Dev. |  | 15.64% | 5.216% |  | 5.216% | 1.689e-14% | 31.53% | 12.18% | 1.385% | 9.959% |  |  | 7.902% |  | 13.47%
| PDM3 |  | 41.05% | 1226% |  | 1226% | 13.68% | 447.4% | 954.7% | 2807% | -30.53% |  |  | -34.74% |  | -3.158% | 13.68%
| Z-Score (Absolute) |  | 0.22 | 9.96 | 0.1 | 9.96 | 0 | 3.56 | 7.73 | 22.94 | 0.36 | 0.67 | 0.67 | 0.4 | 0.67 | 0.14 | 0.56
| Analytical results for Hf in OREAS 48 (Certified Value 1.52 ppm) | [21 empty] | Certified
Hf | Round | Replicate | Lab | Lab | Lab | Lab | Lab | Lab | Lab | Lab | Lab | Lab | Lab | Lab | Lab | Lab | Lab | Lab | Lab | Lab |  |  | 1
| No | No | 03 | 04 | 05 | 06 | 07 | 08 | 09 | 10 | 11 | 12 | 13 | 14 | 15 | 16 | 17 | 18 | 19 | 20 |  |  | ppm
|  |  | 4A*MS | 4A*MS | 4A*MS | 4A*MS | 4A*MS | 4A*OES/MS | 4A*MS | 4A*OES/MS | 4A*MS | 4A*MS | 4A*MS | 4A*MS | 4A*MS | 4A*MS | 4A*MS | 4A*OES/MS | 4A*OES/MS | 4A*OES |  |  | 2
3
| 1 | 1 | 1.53 | 1.5921 | 1.6 | 2.72 | 1.47 | 1.2 | 2.1 | 1.52 | 1.05 | 1.52 | 1.525 | 1.445 | 1.6 | 1.465 | 2.7226 | 1.5 | 1.51 | 3.3112 |  |  | 1
| 1 | 2 | 1.46 | 1.5887 | 1.6 | 2.5 | 1.46 | 1.1 | 2.1 | 1.51 | 1.01 | 1.53 | 1.485 | 1.46 | 1.55 | 1.44 | 2.6684 | 1.5 | 1.7 | 2.4151 |  |  | 4
| 1 | 3 | 1.69 | 1.5792 | 1.6 | 2.66 | 1.52 | 1.4 | 2 | 1.42 | 1.04 | 1.55 | 1.58 | 1.59 | 1.6 | 1.515 | 2.4785 | 1.6 | 1.65 | 2.5214 |  |  | 16
| 1 | 4 | 1.59 | 1.6128 | 1.7 | 2.55 | 1.45 | 1 | 2 | 1.41 | 1.06 | 1.51 | 1.585 | 1.505 | 1.53 | 1.48 | 2.5916 | 1.6 | 1.57 | 2.7416 |  |  | 1.524
| 1 | 5 | 1.45 | 1.5758 | 1.7 | 2.45 | 1.53 | 1.5 | 2.1 | 1.41 | 1.08 | 1.48 | 1.555 | 1.605 | 1.58 | 1.46 | 2.5722 | 1.5 | 1.58 | 3.4783 |  |  | 83
| 1 | 6 | 1.59 | 1.5378 | 1.6 | 2.46 | 1.39 | 1.1 | 2 | 1.48 | 1.02 | 1.46 | 1.575 | 1.52 | 1.515 | 1.53 | 2.5491 | 1.5 | 1.55 | 1.648
| Mean |  | 1.5517 | 1.5811 | 1.6333 | 2.5567 | 1.47 | 1.2167 | 2.05 | 1.4583 | 1.0433 | 1.5083 | 1.5508 | 1.5208 | 1.5625 | 1.4817 | 2.5971 | 1.5333 | 1.5933 | 2.686
| Median |  | 1.56 | 1.5839 | 1.6 | 2.525 | 1.465 | 1.15 | 2.05 | 1.45 | 1.045 | 1.515 | 1.565 | 1.5125 | 1.565 | 1.4725 | 2.5819 | 1.5 | 1.575 | 2.6315
| Std Dev. |  | 0.090866 | 0.024848 | 0.05164 | 0.11075 | 0.05099 | 0.19408 | 0.054772 | 0.051153 | 0.02582 | 0.033116 | 0.039041 | 0.065682 | 0.036297 | 0.034448 | 0.087006 | 0.05164 | 0.069474 | 0.66328
| Rel.Std.Dev. |  | 5.856% | 1.572% | 3.162% | 4.332% | 3.469% | 15.95% | 2.672% | 3.508% | 2.475% | 2.196% | 2.517% | 4.319% | 2.323% | 2.325% | 3.35% | 3.368% | 4.36% | 24.69%
| PDM3 |  | 1.816% | 3.745% | 7.175% | 67.76% | -3.543% | -20.17% | 34.52% | -4.308% | -31.54% | -1.028% | 1.761% | -0.2073% | 2.527% | -2.777% | 70.41% | 0.6129% | 4.55% | 76.24%
| Z-Score (Absolute) |  | 0 | 0.27 | 0.73 | 8.99 | 0.73 | 2.99 | 4.46 | 0.83 | 4.54 | 0.38 | 0 | 0.27 | 0.1 | 0.62 | 9.35 | 0.16 | 0.38 | 10.15
| Analytical results for Hg in OREAS 48 (Indicative Value 0.018 ppm) | [21 empty] | Indicative
Hg | Round | Replicate | Lab | Lab | [18 empty] | 1
| No | No | 02 | 04 | [18 empty] | ppm
|  |  | 4A*MS | 4A*MS | [18 empty] | 3
3
| 1 | 1 | 0.03 | < 1 | [18 empty] | 1
| 1 | 2 | 0.01 | < 1 | [18 empty] | 12
| 1 | 3 | 0.02 | < 1 | [18 empty] | 16
| 1 | 4 | 0.01 | < 1 | [18 empty] | 0.018333
| 1 | 5 | 0.02 | < 1 | [18 empty] | 12
| 1 | 6 | 0.02 | < 1
| Mean |  | 0.018333
| Median |  | 0.02
| Std Dev. |  | 0.0075277
| Rel.Std.Dev. |  | 41.06%
| PDM3 |  | 1.998e-13%
| Z-Score (Absolute) |  | 0.67 | 0.67
| Analytical results for Ho in OREAS 48 (Certified Value 0.36 ppm) | [21 empty] | Certified
Ho | Round | Replicate | Lab | Lab | Lab | Lab | Lab | Lab | Lab | Lab | Lab | Lab | Lab | Lab | Lab | [7 empty] | 1
| No | No | 01 | 03 | 04 | 06 | 08 | 11 | 12 | 13 | 14 | 15 | 16 | 17 | 20 | [7 empty] | ppm
|  |  | 4A*MS | 4A*MS | 4A*MS | 4A*MS | 4A*OES/MS | 4A*MS | 4A*MS | 4A*MS | 4A*MS | 4A*MS | 4A*MS | 4A*MS | 4A*MS | [7 empty] | 2
3
| 1 | 1 | 0.3576 | 0.38 | 0.36406 | 0.32 | 0.4 | 0.3 | 0.359 | 0.405 | 0.37 | 0.37 | 0.394 | 0.3726 | 0.3214 | [7 empty] | 1
| 1 | 2 | 0.3094 | 0.37 | 0.36895 | 0.31 | 0.4 | 0.31 | 0.349 | 0.388 | 0.368 | 0.369 | 0.372 | 0.3796 | 0.3356 | [7 empty] | #N/A
| 1 | 3 | 0.34 | 0.37 | 0.36681 | 0.31 | 0.4 | 0.28 | 0.359 | 0.388 | 0.333 | 0.383 | 0.388 | 0.36339 | 0.3691 | [7 empty] | 16
| 1 | 4 | 0.3487 | 0.38 | 0.38332 | 0.3 | 0.4 | 0.32 | 0.357 | 0.386 | 0.374 | 0.363 | 0.38 | 0.36372 | 0.3437 | [7 empty] | 0.35582
| 1 | 5 | 0.3301 | 0.37 | 0.35832 | 0.31 | 0.4 | 0.33 | 0.363 | 0.407 | 0.35 | 0.376 | 0.382 | 0.36707 | 0.3375 | [7 empty] | 84
| 1 | 6 | 0.3309 | 0.38 | 0.35299 | 0.3 | 0.4 | 0.29 | 0.347 | 0.397 | 0.34 | 0.373 | 0.409 | 0.36562 | 0.3598
| Mean |  | 0.33612 | 0.375 | 0.36574 | 0.30833 | 0.4 | 0.305 | 0.35567 | 0.39517 | 0.35583 | 0.37233 | 0.3875 | 0.36867 | 0.34452
| Median |  | 0.33545 | 0.375 | 0.36544 | 0.31 | 0.4 | 0.305 | 0.358 | 0.3925 | 0.359 | 0.3715 | 0.385 | 0.36635 | 0.3406
| Std Dev. |  | 0.016806 | 0.0054772 | 0.010403 | 0.0075277 | 6.0809e-17 | 0.018708 | 0.0062823 | 0.0092394 | 0.017233 | 0.006802 | 0.012896 | 0.0063112 | 0.01733
| Rel.Std.Dev. |  | 5% | 1.461% | 2.844% | 2.441% | 1.52e-14% | 6.134% | 1.766% | 2.338% | 4.843% | 1.827% | 3.328% | 1.712% | 5.03%
| PDM3 |  | -5.538% | 5.389% | 2.788% | -13.35% | 12.42% | -14.28% | -0.04393% | 11.06% | 0.002912% | 4.64% | 8.902% | 3.61% | -3.178%
| Z-Score (Absolute) |  | 1.09 | 0.63 | 0.22 | 2.32 | NA | 2.47 | 0.23 | 1.52 | 0.22 | 0.51 | 1.18 | 0.35 | 0.72
Results from laboratory 8 were removed due to their 0.1 ppm reading resolution.
| Analytical results for In in OREAS 48 (Certified Value 0.032 ppm) | [21 empty] | Certified
In | Round | Replicate | Lab | Lab | Lab | Lab | Lab | Lab | Lab | Lab | Lab | Lab | Lab | Lab | Lab | Lab | Lab | Lab | Lab |  |  |  | 1
| No | No | 03 | 04 | 05 | 06 | 07 | 08 | 09 | 10 | 11 | 12 | 13 | 14 | 15 | 16 | 17 | 18 | 19 |  |  |  | ppm
|  |  | 4A*MS | 4A*MS | 4A*MS | 4A*MS | 4A*MS | 4A*OES/MS | 4A*MS | 4A*OES/MS | 4A*MS | 4A*MS | 4A*MS | 4A*MS | 4A*MS | 4A*MS | 4A*MS | 4A*OES/MS | 4A*OES/MS |  |  |  | 3
3
| 1 | 1 | 0.03 | 0.032487 | < 0.05 | 0.18 | 0.033 | < 0.1 | 0.048 | 0.03 | 0.049 | 0.035 | 0.033 | 0.028 | 0.048 | 0.035 | 0.03287 | 0.035 | 0.034 |  |  |  | 1
| 1 | 2 | 0.03 | 0.028202 | < 0.05 | 0.17 | 0.032 | < 0.1 | 0.037 | 0.03 | 0.048 | 0.033 | 0.036 | 0.032 | 0.04 | 0.03 | 0.03191 | 0.033 | 0.033 |  |  |  | #N/A
| 1 | 3 | 0.04 | 0.029709 | < 0.05 | 0.18 | 0.033 | < 0.1 | 0.04 | 0.03 | 0.05 | 0.032 | 0.029 | 0.028 | 0.04 | 0.033 | 0.03185 | 0.034 | 0.036 |  |  |  | 16
| 1 | 4 | 0.03 | 0.033576 | < 0.05 | 0.17 | 0.029 | < 0.1 | 0.043 | 0.03 | 0.05 | 0.033 | 0.033 | 0.029 | 0.046 | 0.029 | 0.03205 | 0.034 | 0.037 |  |  |  | 0.031979
| 1 | 5 | 0.03 | 0.024859 | < 0.05 | 0.18 | 0.031 | < 0.1 | 0.046 | 0.04 | 0.053 | 0.031 | 0.031 | 0.035 | 0.036 | 0.035 | 0.03224 | 0.031 | 0.035 |  |  |  | 85
| 1 | 6 | 0.03 | 0.02451 | < 0.05 | 0.17 | 0.031 | < 0.1 | 0.038 | 0.03 | 0.051 | 0.032 | 0.028 | 0.036 | 0.04 | 0.031 | 0.03133 | 0.033 | 0.034
| Mean |  | 0.031667 | 0.02889 |  | 0.175 | 0.0315 |  | 0.042 | 0.031667 | 0.050167 | 0.032667 | 0.031667 | 0.031333 | 0.041667 | 0.032167 | 0.032042 | 0.033333 | 0.034833
| Median |  | 0.03 | 0.028955 |  | 0.175 | 0.0315 |  | 0.0415 | 0.03 | 0.05 | 0.0325 | 0.032 | 0.0305 | 0.04 | 0.032 | 0.03198 | 0.0335 | 0.0345
| Std Dev. |  | 0.0040825 | 0.0037811 |  | 0.0054772 | 0.0015166 |  | 0.0044272 | 0.0040825 | 0.0017224 | 0.0013663 | 0.0029439 | 0.003559 | 0.0044572 | 0.0025626 | 0.00050717 | 0.0013663 | 0.001472
| Rel.Std.Dev. |  | 12.89% | 13.09% |  | 3.13% | 4.815% |  | 10.54% | 12.89% | 3.433% | 4.182% | 9.297% | 11.36% | 10.7% | 7.966% | 1.583% | 4.099% | 4.226%
| PDM3 |  | -0.9757% | -9.657% |  | 447.2% | -1.497% |  | 31.34% | -0.9757% | 56.88% | 2.151% | -0.9757% | -2.018% | 30.3% | 0.5879% | 0.197% | 4.236% | 8.927%
| Z-Score (Absolute) |  | 0.29 | 1.89 | 4.14 | 82.55 | 0.39 | 10.31 | 5.68 | 0.29 | 10.4 | 0.29 | 0.29 | 0.48 | 5.49 | 0 | 0.07 | 0.67 | 1.54
| Analytical results for K in OREAS 48 (Certified Value 1.16 wt.%) | [21 empty] | Certified
K | Round | Replicate | Lab | Lab | Lab | Lab | Lab | Lab | Lab | Lab | Lab | Lab | Lab | Lab | Lab | Lab | Lab | Lab | Lab | Lab |  |  | 1
| No | No | 01 | 03 | 04 | 05 | 06 | 07 | 08 | 09 | 10 | 11 | 12 | 13 | 14 | 15 | 16 | 18 | 19 | 20 |  |  | wt.%
|  |  | 4A*OES | 4A*OES | 4A*MS | 4A*OES | 4A*MS | 4A*OES/MS | 4A*OES/MS | 4A*OES | 4A*OES/MS | 4A*MS | 4A*MS | 4A*MS | 4A*MS | 4A*MS | 4A*MS | 4A*OES/MS | 4A*OES/MS | 4A*OES |  |  | 2
3
| 1 | 1 | 1.1565 | 1.1708 | 1.1612 | 1.15 | 1.11 | 1.16 | 1.22 | 1.48 | 1.12 | 1.1315 | 1.19 | 1.14 | 1.14 | 1.18 | 1.17 | 1.2 | 1.16 | 1.2705 |  |  | 1
| 1 | 2 | 1.1291 | 1.2046 | 1.1553 | 1.16 | 1.12 | 1.18 | 1.24 | 1.35 | 1.13 | 1.1294 | 1.17 | 1.12 | 1.12 | 1.15 | 1.17 | 1.18 | 1.21 | 1.3003 |  |  | #N/A
| 1 | 3 | 1.1614 | 1.1641 | 1.1538 | 1.15 | 1.11 | 1.17 | 1.24 | 1.39 | 1.16 | 1.1323 | 1.17 | 1.11 | 1.14 | 1.17 | 1.17 | 1.2 | 1.15 | 1.255 |  |  | 16
| 1 | 4 | 1.1412 | 1.2097 | 1.1576 | 1.16 | 1.12 | 1.16 | 1.22 | 1.38 | 1.14 | 1.1313 | 1.16 | 1.12 | 1.14 | 1.16 | 1.19 | 1.18 | 1.16 | 1.3175 |  |  | 1.1595
| 1 | 5 | 1.1212 | 1.2148 | 1.1548 | 1.15 | 1.11 | 1.15 | 1.24 | 1.37 | 1.11 | 1.1335 | 1.17 | 1.14 | 1.16 | 1.18 | 1.15 | 1.18 | 1.17 | 1.3177 |  |  | 86
| 1 | 6 | 1.139 | 1.1956 | 1.1544 | 1.16 | 1.12 | 1.16 | 1.24 | 1.37 | 1.13 | 1.1327 | 1.16 | 1.14 | 1.17 | 1.15 | 1.18 | 1.16 | 1.16 | 1.2131
| Mean |  | 1.1414 | 1.1933 | 1.1562 | 1.155 | 1.115 | 1.1633 | 1.2333 | 1.39 | 1.1317 | 1.1318 | 1.17 | 1.1283 | 1.145 | 1.165 | 1.1717 | 1.1833 | 1.1683 | 1.279
| Median |  | 1.1401 | 1.2001 | 1.155 | 1.155 | 1.115 | 1.16 | 1.24 | 1.375 | 1.13 | 1.1319 | 1.17 | 1.13 | 1.14 | 1.165 | 1.17 | 1.18 | 1.16 | 1.2854
| Std Dev. |  | 0.015452 | 0.021086 | 0.0027758 | 0.0054772 | 0.0054772 | 0.010328 | 0.010328 | 0.046043 | 0.017224 | 0.0014176 | 0.010954 | 0.013292 | 0.017607 | 0.013784 | 0.013292 | 0.015055 | 0.02137 | 0.041029
| Rel.Std.Dev. |  | 1.354% | 1.767% | 0.2401% | 0.4742% | 0.4912% | 0.8878% | 0.8374% | 3.312% | 1.522% | 0.1253% | 0.9363% | 1.178% | 1.538% | 1.183% | 1.134% | 1.272% | 1.829% | 3.208%
| PDM3 |  | -1.564% | 2.909% | -0.2899% | -0.3915% | -3.841% | 0.3272% | 6.364% | 19.88% | -2.404% | -2.394% | 0.9021% | -2.691% | -1.254% | 0.4709% | 1.046% | 2.052% | 0.7584% | 10.3%
| Z-Score (Absolute) |  | 0.73 | 0.94 | 0.26 | 0.29 | 1.58 | 0.03 | 2.22 | 7.26 | 1.05 | 1.04 | 0.19 | 1.15 | 0.62 | 0.03 | 0.24 | 0.62 | 0.13 | 3.69
| Analytical results for La in OREAS 48 (Certified Value 15.8 ppm) | [21 empty] | Certified
La | Round | Replicate | Lab | Lab | Lab | Lab | Lab | Lab | Lab | Lab | Lab | Lab | Lab | Lab | Lab | Lab | Lab | Lab | Lab | Lab |  |  | 1
| No | No | 01 | 03 | 04 | 06 | 07 | 08 | 09 | 10 | 11 | 12 | 13 | 14 | 15 | 16 | 17 | 18 | 19 | 20 |  |  | ppm
|  |  | 4A*OES | 4A*MS | 4A*MS | 4A*MS | 4A*MS | 4A*OES/MS | 4A*MS | 4A*OES/MS | 4A*MS | 4A*MS | 4A*MS | 4A*MS | 4A*MS | 4A*MS | 4A*MS | 4A*OES/MS | 4A*OES/MS | 4A*MS |  |  | 1
2
| 1 | 1 | 16.182 | 16.37 | 12.8075 | 19.58 | 16.1 | 15.2 | 23.4 | 13.25 | 15.13 | 15.75 | 15.75 | 14.5 | 16.05 | 15.6 | 16.0365 | 14.6 | 16.9 | 16.2084 |  |  | 1
| 1 | 2 | 15.588 | 16.14 | 12.5024 | 18.83 | 15.66 | 17.4 | 22.8 | 14.7 | 15.16 | 15.75 | 15.7 | 14.4 | 15.75 | 16 | 16.082 | 14.8 | 18.3 | 17.219 |  |  | #N/A
| 1 | 3 | 16.335 | 16.02 | 12.5442 | 19.91 | 16.21 | 17.6 | 23.3 | 13.52 | 15.03 | 15.5 | 14.75 | 14.45 | 16.15 | 15.85 | 15.7525 | 15.1 | 17.2 | 18.4109 |  |  | 16
| 1 | 4 | 15.903 | 16.24 | 12.7539 | 18.62 | 15.16 | 17.2 | 23.4 | 12.93 | 15.05 | 15.5 | 16.15 | 14.15 | 15.6 | 15.55 | 16.0299 | 15.1 | 17 | 17.3649 |  |  | 15.8064
| 1 | 5 | 15.624 | 15.81 | 12.5948 | 18.89 | 15.94 | 17.6 | 24.4 | 12.47 | 15.14 | 15.75 | 15.8 | 15.45 | 16.4 | 15.6 | 15.7025 | 15.2 | 17 | 17.0556 |  |  | 87
| 1 | 6 | 15.966 | 17.06 | 12.7338 | 19.59 | 15.32 | 16.9 | 23.1 | 13.85 | 15.11 | 15.45 | 15.9 | 15.45 | 15.65 | 17.85 | 15.6922 | 15.4 | 17 | 17.1739
| Mean |  | 15.933 | 16.2733 | 12.6561 | 19.2367 | 15.7317 | 16.9833 | 23.4 | 13.4533 | 15.1033 | 15.6167 | 15.675 | 14.7333 | 15.9333 | 16.075 | 15.8826 | 15.0333 | 17.2333 | 17.2388
| Median |  | 15.9345 | 16.19 | 12.6643 | 19.235 | 15.8 | 17.3 | 23.35 | 13.385 | 15.12 | 15.625 | 15.775 | 14.475 | 15.9 | 15.725 | 15.8912 | 15.1 | 17 | 17.1964
| Std Dev. |  | 0.29668 | 0.43033 | 0.12524 | 0.52191 | 0.42645 | 0.91305 | 0.54037 | 0.77436 | 0.052026 | 0.1472 | 0.48036 | 0.56804 | 0.31728 | 0.88699 | 0.18482 | 0.28752 | 0.53166 | 0.70564
| Rel.Std.Dev. |  | 1.862% | 2.644% | 0.9896% | 2.713% | 2.711% | 5.376% | 2.309% | 5.756% | 0.3445% | 0.9426% | 3.065% | 3.855% | 1.991% | 5.518% | 1.164% | 1.913% | 3.085% | 4.093%
| PDM3 |  | 0.8009% | 2.954% | -19.93% | 21.7% | -0.4728% | 7.446% | 48.04% | -14.89% | -4.448% | -1.2% | -0.8313% | -6.789% | 0.803% | 1.699% | 0.4821% | -4.891% | 9.028% | 9.062%
| Z-Score (Absolute) |  | 0.02 | 0.29 | 2.61 | 2.67 | 0.14 | 0.86 | 6.02 | 1.97 | 0.65 | 0.23 | 0.19 | 0.94 | 0.02 | 0.13 | 0.02 | 0.7 | 1.06 | 1.07
| Analytical results for Li in OREAS 48 (Certified Value 19.7 ppm) | [21 empty] | Certified
Li | Round | Replicate | Lab | Lab | Lab | Lab | Lab | Lab | Lab | Lab | Lab | Lab | Lab | Lab | Lab | Lab | Lab | Lab | Lab | Lab | Lab |  | 1
| No | No | 01 | 03 | 04 | 05 | 06 | 07 | 08 | 09 | 10 | 11 | 12 | 13 | 14 | 15 | 16 | 17 | 18 | 19 | 20 |  | ppm
|  |  | 4A*MS | 4A*MS | 4A*MS | 4A*MS | 4A*MS | 4A*MS | 4A*OES/MS | 4A*MS | 4A*OES/MS | 4A*MS | 4A*MS | 4A*MS | 4A*MS | 4A*MS | 4A*MS | 4A*MS | 4A*OES/MS | 4A*OES/MS | 4A*OES |  | 1
2
| 1 | 1 | 14.75 | 18.8 | 18.6851 | 20.4 | 19.07 | 19.8 | 20 | 18.6 | 22.06 | 22.08 | 20.8 | 20 | 19.8 | 20.9 | 20.4 | 18.0742 | 19.3 | 18.2 | 20.0648 |  | 1
| 1 | 2 | 14.33 | 18.4 | 18.6808 | 20.4 | 18.12 | 19.4 | 20 | 16.4 | 21.73 | 22.15 | 20.6 | 19.6 | 19.7 | 20.2 | 20.7 | 18.2752 | 19.1 | 18.9 | 20.3513 |  | #N/A
| 1 | 3 | 14.69 | 19.8 | 19.4538 | 20.3 | 18.3 | 19.2 | 20 | 16.8 | 21.71 | 21.87 | 20.3 | 19.5 | 19.9 | 20.7 | 20.6 | 18.3063 | 19.6 | 18.3 | 19.7783 |  | 16
| 1 | 4 | 14.066 | 18.7 | 19.8273 | 20.4 | 18.01 | 19.3 | 20 | 15.3 | 21.98 | 21.93 | 20.6 | 19.7 | 20 | 20.3 | 21 | 17.688 | 19.3 | 17.9 | 20.217 |  | 19.7094
| 1 | 5 | 14.895 | 19.5 | 18.7967 | 20.8 | 17.94 | 19.2 | 20 | 17.3 | 21.99 | 21.74 | 20.9 | 19.7 | 20.5 | 20.6 | 20.6 | 18.436 | 19.3 | 18.1 | 19.6798 |  | 88
| 1 | 6 | 14.836 | 19.3 | 18.0752 | 20.3 | 18.78 | 19.3 | 21 | 17.6 | 21.6 | 21.84 | 20.4 | 19.8 | 20.6 | 20.2 | 21.2 | 18.3972 | 19.2 | 18.2 | 19.3933
| Mean |  | 14.5945 | 19.0833 | 18.9198 | 20.4333 | 18.37 | 19.3667 | 20.1667 | 17 | 21.845 | 21.935 | 20.6 | 19.7167 | 20.0833 | 20.4833 | 20.75 | 18.1962 | 19.3 | 18.2667 | 19.9141
| Median |  | 14.72 | 19.05 | 18.7409 | 20.4 | 18.21 | 19.3 | 20 | 17.05 | 21.855 | 21.9 | 20.6 | 19.7 | 19.95 | 20.45 | 20.65 | 18.2908 | 19.3 | 18.2 | 19.9215
| Std Dev. |  | 0.32594 | 0.53448 | 0.62441 | 0.18619 | 0.45607 | 0.22509 | 0.40825 | 1.1225 | 0.18812 | 0.15398 | 0.22804 | 0.17224 | 0.37639 | 0.29269 | 0.29496 | 0.27909 | 0.16733 | 0.33862 | 0.36061
| Rel.Std.Dev. |  | 2.233% | 2.801% | 3.3% | 0.9112% | 2.483% | 1.162% | 2.024% | 6.603% | 0.8612% | 0.702% | 1.107% | 0.8736% | 1.874% | 1.429% | 1.421% | 1.534% | 0.867% | 1.854% | 1.811%
| PDM3 |  | -25.95% | -3.177% | -4.006% | 3.673% | -6.796% | -1.739% | 2.32% | -13.75% | 10.84% | 11.29% | 4.518% | 0.03663% | 1.897% | 3.926% | 5.279% | -7.678% | -2.077% | -7.32% | 1.038%
| Z-Score (Absolute) |  | 4.33 | 0.54 | 0.67 | 0.61 | 1.14 | 0.3 | 0.38 | 2.3 | 1.8 | 1.88 | 0.75 | 0 | 0.31 | 0.65 | 0.87 | 1.29 | 0.35 | 1.23 | 0.17
| Analytical results for Lu in OREAS 48 (Certified Value 0.14 ppm) | [21 empty] | Certified
Lu | Round | Replicate | Lab | Lab | Lab | Lab | Lab | Lab | Lab | Lab | Lab | Lab | Lab | Lab | Lab | Lab | Lab | [5 empty] | 1
| No | No | 01 | 03 | 04 | 06 | 07 | 08 | 10 | 11 | 12 | 13 | 14 | 15 | 16 | 17 | 20 | [5 empty] | ppm
|  |  | 4A*MS | 4A*MS | 4A*MS | 4A*MS | 4A*MS | 4A*OES/MS | 4A*OES/MS | 4A*MS | 4A*MS | 4A*MS | 4A*MS | 4A*MS | 4A*MS | 4A*MS | 4A*MS | [5 empty] | 2
3
| 1 | 1 | 0.1344 | 0.15 | 0.14234 | 0.13 | 0.16 | 0.1 | 0.15 | 0.1 | 0.14 | 0.153 | 0.142 | 0.146 | 0.139 | 0.15115 | 0.1321 | [5 empty] | 1
| 1 | 2 | 0.1214 | 0.15 | 0.14917 | 0.13 | 0.16 | 0.1 | 0.14 | 0.11 | 0.146 | 0.152 | 0.142 | 0.134 | 0.135 | 0.153 | 0.1388 | [5 empty] | #N/A
| 1 | 3 | 0.1578 | 0.14 | 0.14297 | 0.13 | 0.16 | 0.2 | 0.12 | 0.1 | 0.142 | 0.152 | 0.143 | 0.134 | 0.137 | 0.1462 | 0.1545 | [5 empty] | 16
| 1 | 4 | 0.1347 | 0.15 | 0.15143 | 0.13 | 0.16 | 0.1 | 0.13 | 0.11 | 0.144 | 0.15 | 0.147 | 0.128 | 0.139 | 0.15452 | 0.1376 | [5 empty] | 0.14258
| 1 | 5 | 0.1289 | 0.15 | 0.15038 | 0.14 | 0.16 | 0.2 | 0.12 | 0.13 | 0.146 | 0.162 | 0.134 | 0.148 | 0.139 | 0.14706 | 0.1393 | [5 empty] | 89
| 1 | 6 | 0.1341 | 0.15 | 0.14176 | 0.13 | 0.15 | 0.2 | 0.12 | 0.12 | 0.144 | 0.146 | 0.134 | 0.133 | 0.14 | 0.14576 | 0.1507
| Mean |  | 0.13522 | 0.14833 | 0.14634 | 0.13167 | 0.15833 | 0.15 | 0.13 | 0.11167 | 0.14367 | 0.1525 | 0.14033 | 0.13717 | 0.13817 | 0.14961 | 0.14217
| Median |  | 0.13425 | 0.15 | 0.14607 | 0.13 | 0.16 | 0.15 | 0.125 | 0.11 | 0.144 | 0.152 | 0.142 | 0.134 | 0.139 | 0.1491 | 0.13905
| Std Dev. |  | 0.01219 | 0.0040825 | 0.0044407 | 0.0040825 | 0.0040825 | 0.054772 | 0.012649 | 0.01169 | 0.0023381 | 0.005282 | 0.0052409 | 0.0079603 | 0.0018348 | 0.0037663 | 0.0085636
| Rel.Std.Dev. |  | 9.015% | 2.752% | 3.034% | 3.101% | 2.578% | 36.51% | 9.73% | 10.47% | 1.627% | 3.464% | 3.735% | 5.803% | 1.328% | 2.517% | 6.024%
| PDM3 |  | -5.163% | 4.037% | 2.64% | -7.652% | 11.05% | 5.206% | -8.821% | -21.68% | 0.764% | 6.959% | -1.574% | -3.795% | -3.094% | 4.936% | -0.2881%
| Z-Score (Absolute) |  | 0.62 | 0.73 | 0.52 | 0.99 | 1.76 | NA | 1.16 | 3.04 | 0.25 | 1.16 | 0.09 | 0.42 | 0.32 | 0.86 | 0.09
Results from laboratory 8 were removed due to their 0.1 ppm reading resolution.
| Analytical results for Mg in OREAS 48 (Certified Value 1.65 wt.%) | [21 empty] | Certified
Mg | Round | Replicate | Lab | Lab | Lab | Lab | Lab | Lab | Lab | Lab | Lab | Lab | Lab | Lab | Lab | Lab | Lab | Lab | Lab | Lab | Lab |  | 1
| No | No | 01 | 02 | 03 | 04 | 05 | 06 | 07 | 08 | 09 | 10 | 11 | 12 | 13 | 14 | 15 | 16 | 18 | 19 | 20 |  | wt.%
|  |  | 4A*OES | 4A*MS | 4A*OES | 4A*MS | 4A*OES | 4A*MS | 4A*OES/MS | 4A*OES/MS | 4A*OES | 4A*OES/MS | 4A*MS | 4A*MS | 4A*MS | 4A*MS | 4A*MS | 4A*MS | 4A*OES/MS | 4A*OES/MS | 4A*OES |  | 2
3
| 1 | 1 | 1.6137 | 1.6973 | 1.6595 | 1.6593 | 1.65 | 1.65 | 1.644 | 1.89 | 1.55 | 1.4845 | 1.9056 | 1.7 | 1.6 | 1.66 | 1.7 | 1.64 | 1.65 | 1.69 | 1.6166 |  | 1
| 1 | 2 | 1.6012 | 1.6609 | 1.7065 | 1.6702 | 1.62 | 1.77 | 1.673 | 1.91 | 1.52 | 1.5092 | 1.9114 | 1.69 | 1.58 | 1.64 | 1.65 | 1.64 | 1.63 | 1.78 | 1.6338 |  | #N/A
| 1 | 3 | 1.634 | 1.6737 | 1.6366 | 1.6684 | 1.66 | 1.71 | 1.654 | 1.94 | 1.58 | 1.483 | 1.8963 | 1.69 | 1.55 | 1.63 | 1.72 | 1.65 | 1.66 | 1.68 | 1.6136 |  | 16
| 1 | 4 | 1.6144 | 1.6375 | 1.7153 | 1.67 | 1.63 | 1.67 | 1.651 | 1.88 | 1.57 | 1.5025 | 1.8964 | 1.67 | 1.58 | 1.68 | 1.69 | 1.68 | 1.63 | 1.68 | 1.6496 |  | 1.6501
| 1 | 5 | 1.6596 | 1.6638 | 1.7158 | 1.6694 | 1.65 | 1.67 | 1.647 | 1.89 | 1.57 | 1.4867 | 1.8694 | 1.7 | 1.59 | 1.66 | 1.7 | 1.63 | 1.63 | 1.68 | 1.602 |  | 90
| 1 | 6 | 1.6147 | 1.6873 | 1.6853 | 1.6423 | 1.65 | 1.69 | 1.632 | 1.9 | 1.56 | 1.4499 | 1.8847 | 1.66 | 1.6 | 1.67 | 1.66 | 1.66 | 1.66 | 1.7 | 1.5738
| Mean |  | 1.6229 | 1.6701 | 1.6865 | 1.6633 | 1.6433 | 1.6933 | 1.6502 | 1.9017 | 1.5583 | 1.486 | 1.894 | 1.685 | 1.5833 | 1.6567 | 1.6867 | 1.65 | 1.6433 | 1.7017 | 1.6149
| Median |  | 1.6145 | 1.6687 | 1.6959 | 1.6689 | 1.65 | 1.68 | 1.649 | 1.895 | 1.565 | 1.4856 | 1.8963 | 1.69 | 1.585 | 1.66 | 1.695 | 1.645 | 1.64 | 1.685 | 1.6151
| Std Dev. |  | 0.020816 | 0.021146 | 0.032583 | 0.011099 | 0.015055 | 0.04274 | 0.013527 | 0.02137 | 0.02137 | 0.020606 | 0.0151 | 0.016432 | 0.018619 | 0.018619 | 0.026583 | 0.017889 | 0.015055 | 0.0392 | 0.026169
| Rel.Std.Dev. |  | 1.283% | 1.266% | 1.932% | 0.6673% | 0.9162% | 2.524% | 0.8197% | 1.124% | 1.371% | 1.387% | 0.7973% | 0.9752% | 1.176% | 1.124% | 1.576% | 1.084% | 0.9162% | 2.304% | 1.62%
| PDM3 |  | -1.645% | 1.211% | 2.206% | 0.7992% | -0.4098% | 2.62% | 0.004274% | 15.25% | -5.561% | -9.947% | 14.78% | 2.115% | -4.046% | 0.3982% | 2.216% | -0.005826% | -0.4098% | 3.125% | -2.134%
| Z-Score (Absolute) |  | 0.76 | 0.3 | 0.67 | 0.15 | 0.3 | 0.82 | 0.15 | 5.51 | 2.21 | 3.84 | 5.33 | 0.64 | 1.65 | 0 | 0.67 | 0.15 | 0.3 | 1.01 | 0.94
| Analytical results for Mn in OREAS 48 (Certified Value 0.067 wt.%) | [21 empty] | Certified
Mn | Round | Replicate | Lab | Lab | Lab | Lab | Lab | Lab | Lab | Lab | Lab | Lab | Lab | Lab | Lab | Lab | Lab | Lab | Lab | Lab | Lab |  | 1
| No | No | 01 | 02 | 03 | 04 | 05 | 06 | 07 | 08 | 09 | 10 | 11 | 12 | 13 | 14 | 15 | 16 | 18 | 19 | 20 |  | wt.%
|  |  | 4A*OES | 4A*MS | 4A*OES | 4A*MS | 4A*OES | 4A*MS | 4A*OES/MS | 4A*OES/MS | 4A*MS | 4A*OES/MS | 4A*MS | 4A*MS | 4A*MS | 4A*MS | 4A*MS | 4A*MS | 4A*OES/MS | 4A*OES/MS | 4A*OES |  | 3
3
| 1 | 1 | 0.067295 | 0.0608 | 0.0672 | 0.067151 | 0.0665 | 0.068039 | 0.0685 | 0.0715 | 0.0739 | 0.063498 | 0.0701 | 0.0661 | 0.0655 | 0.0678 | 0.0668 | 0.0681 | 0.0666 | 0.0661 | 0.063498 |  | 1
| 1 | 2 | 0.065697 | 0.0597 | 0.0699 | 0.067014 | 0.0671 | 0.062537 | 0.069 | 0.071 | 0.0685 | 0.063577 | 0.0703 | 0.0661 | 0.0648 | 0.0665 | 0.065 | 0.067 | 0.0685 | 0.0705 | 0.066011 |  | #N/A
| 1 | 3 | 0.067252 | 0.0597 | 0.0664 | 0.06739 | 0.0667 | 0.066406 | 0.0683 | 0.0712 | 0.0691 | 0.065273 | 0.0702 | 0.0669 | 0.0639 | 0.0653 | 0.0672 | 0.0672 | 0.0663 | 0.0669 | 0.059801 |  | 16
| 1 | 4 | 0.066044 | 0.0589 | 0.0696 | 0.067167 | 0.0677 | 0.064611 | 0.0685 | 0.0728 | 0.0666 | 0.063511 | 0.0699 | 0.0657 | 0.0645 | 0.068 | 0.0675 | 0.0688 | 0.0657 | 0.0655 | 0.067383 |  | 0.066946
| 1 | 5 | 0.066797 | 0.0599 | 0.0717 | 0.068046 | 0.0666 | 0.063504 | 0.0684 | 0.07 | 0.071 | 0.062884 | 0.0698 | 0.066 | 0.0642 | 0.0666 | 0.0677 | 0.0667 | 0.0653 | 0.0661 | 0.059205 |  | 91
| 1 | 6 | 0.066028 | 0.0602 | 0.0684 | 0.067922 | 0.0661 | 0.064781 | 0.0674 | 0.0706 | 0.0676 | 0.062486 | 0.0702 | 0.0652 | 0.0659 | 0.0665 | 0.0648 | 0.0684 | 0.0664 | 0.0672 | 0.059377
| Mean |  | 0.066519 | 0.059867 | 0.068867 | 0.067448 | 0.066783 | 0.06498 | 0.06835 | 0.071183 | 0.06945 | 0.063538 | 0.070083 | 0.066 | 0.0648 | 0.066783 | 0.0665 | 0.0677 | 0.066467 | 0.06705 | 0.062546
| Median |  | 0.06642 | 0.0598 | 0.069 | 0.067278 | 0.06665 | 0.064696 | 0.06845 | 0.0711 | 0.0688 | 0.063504 | 0.07015 | 0.06605 | 0.06465 | 0.06655 | 0.067 | 0.06765 | 0.06635 | 0.0665 | 0.061649
| Std Dev. |  | 0.00068692 | 0.00062823 | 0.0019346 | 0.00043392 | 0.00055287 | 0.0019856 | 0.0005244 | 0.00094745 | 0.0026372 | 0.00095378 | 0.00019408 | 0.00055857 | 0.00076942 | 0.00099079 | 0.0012775 | 0.00084853 | 0.0011075 | 0.0017975 | 0.0036068
| Rel.Std.Dev. |  | 1.033% | 1.049% | 2.809% | 0.6433% | 0.8279% | 3.056% | 0.7672% | 1.331% | 3.797% | 1.501% | 0.2769% | 0.8463% | 1.187% | 1.484% | 1.921% | 1.253% | 1.666% | 2.681% | 5.767%
| PDM3 |  | -0.6381% | -10.57% | 2.869% | 0.7504% | -0.2428% | -2.937% | 2.097% | 6.33% | 3.741% | -5.09% | 4.687% | -1.413% | -3.205% | -0.2428% | -0.666% | 1.127% | -0.7158% | 0.1556% | -6.572%
| Z-Score (Absolute) |  | 0.11 | 2.98 | 0.9 | 0.29 | 0 | 0.78 | 0.67 | 1.89 | 1.15 | 1.4 | 1.42 | 0.34 | 0.85 | 0 | 0.12 | 0.39 | 0.14 | 0.11 | 1.82
| Analytical results for Mo in OREAS 48 (Certified Value 0.81 ppm) | [21 empty] | Certified
Mo | Round | Replicate | Lab | Lab | Lab | Lab | Lab | Lab | Lab | Lab | Lab | Lab | Lab | Lab | Lab | Lab | Lab | Lab | Lab | Lab | Lab | Lab | 1
| No | No | 01 | 02 | 03 | 04 | 05 | 06 | 07 | 08 | 09 | 10 | 11 | 12 | 13 | 14 | 15 | 16 | 17 | 18 | 19 | 20 | ppm
|  |  | 4A*MS | 4A*MS | 4A*MS | 4A*MS | 4A*MS | 4A*MS | 4A*MS | 4A*OES/MS | 4A*OES | 4A*OES/MS | 4A*MS | 4A*MS | 4A*MS | 4A*MS | 4A*MS | 4A*MS | 4A*MS | 4A*OES/MS | 4A*OES/MS | 4A*MS | 2
3
| 1 | 1 | 0.64 | 0.8 | 0.8 | < 5 | 1 | 1.95 | 0.86 | < 1 | < 1 | 0.81 | 0.79 | 0.78 | 0.86 | 0.9 | 0.81 | 0.84 | 0.79148 | 0.83 | 0.79 | 0.9355 | 1
| 1 | 2 | 0.65076 | 0.8 | 0.9 | < 5 | 1.1 | 2.04 | 0.81 | < 1 | < 1 | 0.87 | 0.81 | 0.85 | 0.81 | 0.69 | 0.7 | 0.76 | 0.88759 | 0.82 | 0.79 | 1.4604 | 1
| 1 | 3 | 0.6122 | 0.8 | 0.9 | < 5 | 1 | 1.87 | 0.97 | < 1 | < 1 | 0.82 | 0.8 | 0.79 | 0.9 | 0.81 | 0.84 | 0.78 | 0.88305 | 0.83 | 0.76 | 1.1859 | 16
| 1 | 4 | 0.658 | 0.8 | 0.9 | < 5 | 1 | 1.97 | 0.81 | < 1 | < 1 | 0.77 | 0.75 | 0.86 | 0.88 | 0.73 | 0.82 | 0.88 | 1.5424 | 0.84 | 0.92 | 1.162 | 0.81449
| 1 | 5 | 0.6545 | 0.8 | 0.8 | < 5 | 1.1 | 2.01 | 0.81 | < 1 | < 1 | 0.93 | 0.82 | 0.78 | 0.81 | 0.76 | 1.04 | 0.82 | 0.70957 | 0.83 | 0.72 | 1.0477 | 92
| 1 | 6 | 0.6588 | 0.7 | 0.8 | < 5 | 1.1 | 1.96 | 0.81 | < 1 | < 1 | 0.82 | 0.78 | 0.77 | 1.14 | 0.89 | 0.83 | 0.88 | 0.70677 | 0.79 | 0.74 | 2.3375
| Mean |  | 0.64571 | 0.78333 | 0.85 |  | 1.05 | 1.9667 | 0.845 |  |  | 0.83667 | 0.79167 | 0.805 | 0.9 | 0.79667 | 0.84 | 0.82667 | 0.92015 | 0.82333 | 0.78667 | 1.3548
| Median |  | 0.65263 | 0.8 | 0.85 |  | 1.05 | 1.965 | 0.81 |  |  | 0.82 | 0.795 | 0.785 | 0.87 | 0.785 | 0.825 | 0.83 | 0.83726 | 0.83 | 0.775 | 1.174
| Std Dev. |  | 0.01778 | 0.040825 | 0.054772 |  | 0.054772 | 0.058195 | 0.06442 |  |  | 0.055737 | 0.024833 | 0.03937 | 0.12313 | 0.085713 | 0.11045 | 0.050067 | 0.315 | 0.017512 | 0.070899 | 0.51238
| Rel.Std.Dev. |  | 2.754% | 5.212% | 6.444% |  | 5.216% | 2.959% | 7.624% |  |  | 6.662% | 3.137% | 4.891% | 13.68% | 10.76% | 13.15% | 6.056% | 34.23% | 2.127% | 9.013% | 37.82%
| PDM3 |  | -20.72% | -3.825% | 4.36% |  | 28.92% | 141.5% | 3.746% |  |  | 2.723% | -2.802% | -1.165% | 10.5% | -2.188% | 3.132% | 1.495% | 12.97% | 1.086% | -3.416% | 66.34%
| Z-Score (Absolute) |  | 3.05 | NA | NA | 28.21 | NA | 19.22 | 0.31 | 5.51 | 5.51 | 0.17 | 0.59 | 0.37 | 1.24 | 0.51 | 0.22 | 0 | 1.58 | 0.06 | 0.67 | 8.9
Results from laboratories 2, 3 and 5 were removed due to their 0.1 ppm reading resolution.
| Analytical results for Na in OREAS 48 (Certified Value 3.04 wt.%) | [21 empty] | Certified
Na | Round | Replicate | Lab | Lab | Lab | Lab | Lab | Lab | Lab | Lab | Lab | Lab | Lab | Lab | Lab | Lab | Lab | Lab | Lab | Lab | Lab |  | 1
| No | No | 01 | 02 | 03 | 04 | 05 | 06 | 07 | 08 | 09 | 10 | 11 | 12 | 13 | 14 | 15 | 16 | 18 | 19 | 20 |  | wt.%
|  |  | 4A*OES | 4A*MS | 4A*OES | 4A*MS | 4A*OES | 4A*MS | 4A*OES/MS | 4A*OES | 4A*OES | 4A*OES/MS | 4A*MS | 4A*MS | 4A*MS | 4A*MS | 4A*MS | 4A*MS | 4A*OES/MS | 4A*OES/MS | 4A*OES |  | 2
3
| 1 | 1 | 2.9134 | 3.4504 | 3.1137 | 3.0682 | 3.06 | 2.38 | 3.107 | 2.93 | 2.44 | 3 | 3.3567 | 3.02 | 2.94 | 3 | 3.06 | 3.02 | 3.21 | 2.7 | 2.1287 |  | 1
| 1 | 2 | 2.9616 | 3.3946 | 3.2093 | 3.0792 | 3.05 | 2.36 | 3.157 | 2.99 | 2.39 | 3.02 | 3.3946 | 2.99 | 2.95 | 2.98 | 3 | 3.04 | 3.16 | 2.84 | 2.081 |  | 2
| 1 | 3 | 2.9416 | 3.4144 | 3.0991 | 3.0881 | 3.06 | 2.38 | 3.118 | 2.96 | 2.46 | 3.11 | 3.3778 | 3 | 2.9 | 2.98 | 3.04 | 3.04 | 3.21 | 2.7 | 2.2066 |  | 16
| 1 | 4 | 2.9793 | 3.3469 | 3.2176 | 3.0939 | 3.07 | 2.38 | 3.112 | 2.89 | 2.44 | 3.06 | 3.3752 | 2.99 | 2.93 | 3.05 | 3.01 | 3.08 | 3.15 | 2.65 | 2.1939 |  | 3.0405
| 1 | 5 | 2.9229 | 3.3985 | 3.2199 | 3.0842 | 3.07 | 2.37 | 3.098 | 3 | 2.43 | 2.98 | 3.2867 | 3 | 2.94 | 3.04 | 3.02 | 3 | 3.14 | 2.7 | 2.1547 |  | 93
| 1 | 6 | 2.9764 | 3.4494 | 3.1743 | 3.0661 | 3.05 | 2.37 | 3.087 | 2.92 | 2.43 | 3.02 | 3.3664 | 2.93 | 2.96 | 3.05 | 2.97 | 3.1 | 3.13 | 2.73 | 2.1708
| Mean |  | 2.9492 | 3.409 | 3.1723 | 3.0799 | 3.06 | 2.3733 | 3.1132 | 2.9483 | 2.4317 | 3.0317 | 3.3596 | 2.9883 | 2.9367 | 3.0167 | 3.0167 | 3.0467 | 3.1667 | 2.72 | 2.156
| Median |  | 2.9516 | 3.4065 | 3.1918 | 3.0817 | 3.06 | 2.375 | 3.1095 | 2.945 | 2.435 | 3.02 | 3.3708 | 2.995 | 2.94 | 3.02 | 3.015 | 3.04 | 3.155 | 2.7 | 2.1628
| Std Dev. |  | 0.027672 | 0.038857 | 0.05382 | 0.011042 | 0.0089443 | 0.008165 | 0.024078 | 0.042622 | 0.023166 | 0.046655 | 0.037865 | 0.030605 | 0.020656 | 0.033862 | 0.031411 | 0.037238 | 0.035024 | 0.064187 | 0.046025
| Rel.Std.Dev. |  | 0.9383% | 1.14% | 1.697% | 0.3585% | 0.2923% | 0.344% | 0.7734% | 1.446% | 0.9527% | 1.539% | 1.127% | 1.024% | 0.7034% | 1.123% | 1.041% | 1.222% | 1.106% | 2.36% | 2.135%
| PDM3 |  | -3.002% | 12.12% | 4.336% | 1.298% | 0.6419% | -21.94% | 2.391% | -3.031% | -20.02% | -0.29% | 10.49% | -1.715% | -3.414% | -0.7833% | -0.7833% | 0.2034% | 4.15% | -10.54% | -29.09%
| Z-Score (Absolute) |  | 0.57 | 3.31 | 1.31 | 0.53 | 0.37 | 5.42 | 0.81 | 0.58 | 4.93 | 0.13 | 2.89 | 0.24 | 0.67 | 0 | 0 | 0.25 | 1.26 | 2.5 | 7.25
| Analytical results for Nb in OREAS 48 (Certified Value 3.05 ppm) | [21 empty] | Certified
Nb | Round | Replicate | Lab | Lab | Lab | Lab | Lab | Lab | Lab | Lab | Lab | Lab | Lab | Lab | Lab | Lab | Lab | Lab | Lab | Lab |  |  | 1
| No | No | 01 | 03 | 04 | 05 | 06 | 07 | 08 | 09 | 10 | 12 | 13 | 14 | 15 | 16 | 17 | 18 | 19 | 20 |  |  | ppm
|  |  | 4A*OES | 4A*MS | 4A*MS | 4A*MS | 4A*MS | 4A*MS | 4A*OES/MS | 4A*MS | 4A*OES/MS | 4A*MS | 4A*MS | 4A*MS | 4A*MS | 4A*MS | 4A*MS | 4A*OES/MS | 4A*OES/MS | 4A*OES |  |  | 2
3
| 1 | 1 | 2.63 | 3.09 | 3.135 | 3.1 | 6.48 | 3 | 0.2 | 3.2 | 3.22 | 2.91 | 2.98 | 2.96 | 3.29 | 3.1 | 2.9788 | 3.1 | 2.9 |  |  |  | 1
| 1 | 2 | 2.75 | 2.96 | 3.1434 | 3.2 | 6.08 | 3 | 0.2 | 3.7 | 4.8 | 2.93 | 2.85 | 2.89 | 3.19 | 3.03 | 2.9452 | 3.1 | 3.2 |  |  |  | #N/A
| 1 | 3 | 2.31 | 3.1 | 3.137 | 3.2 | 6.35 | 3.1 | 1 | 3.2 | 3.09 | 2.87 | 2.98 | 2.74 | 3.17 | 3.06 | 2.9699 | 3.1 | 3 | 18.88 |  |  | 16
| 1 | 4 | 2.42 | 3 | 3.237 | 3.1 | 6.88 | 3 | 0.2 | 3 | 3.23 | 2.88 | 3.04 | 2.99 | 3.24 | 3.12 | 2.9155 | 3 | 3 | 0.85 |  |  | 3.0521
| 1 | 5 | 2.78 | 3.11 | 3.1321 | 3.3 | 6.35 | 3.2 | 1.7 | 3.1 | 3.11 | 2.86 | 2.92 | 2.91 | 3.21 | 3.03 | 2.9586 | 3 | 3 |  |  |  | 94
| 1 | 6 | 2.46 | 2.99 | 3.1031 | 3.2 | 6.8 | 3.1 | 0.2 | 3 | 3.63 | 2.8 | 3.02 | 2.79 | 3.19 | 3.07 | 2.9764 | 3.1 | 2.9 | 1.87
| Mean |  | 2.5583 | 3.0417 | 3.148 | 3.1833 | 6.49 | 3.0667 | 0.58333 | 3.2 | 3.5133 | 2.875 | 2.965 | 2.88 | 3.215 | 3.0683 | 2.9574 | 3.0667 | 3 | 7.2
| Median |  | 2.545 | 3.045 | 3.136 | 3.2 | 6.415 | 3.05 | 0.2 | 3.15 | 3.225 | 2.875 | 2.98 | 2.9 | 3.2 | 3.065 | 2.9642 | 3.1 | 3 | 1.87
| Std Dev. |  | 0.19052 | 0.065549 | 0.045821 | 0.075277 | 0.30186 | 0.08165 | 0.63377 | 0.26077 | 0.6599 | 0.045056 | 0.069785 | 0.09716 | 0.043704 | 0.03656 | 0.024013 | 0.05164 | 0.10954 | 10.128
| Rel.Std.Dev. |  | 7.447% | 2.155% | 1.456% | 2.365% | 4.651% | 2.662% | 108.6% | 8.149% | 18.78% | 1.567% | 2.354% | 3.374% | 1.359% | 1.192% | 0.812% | 1.684% | 3.651% | 140.7%
| PDM3 |  | -16.18% | -0.3421% | 3.14% | 4.3% | 112.6% | 0.477% | -80.89% | 4.846% | 15.11% | -5.803% | -2.854% | -5.639% | 5.337% | 0.5316% | -3.104% | 0.477% | -1.707% | 135.9%
| Z-Score (Absolute) |  | 2.74 | 0.13 | 0.44 | 0.63 | 18.47 | 0 | 13.4 | 0.72 | 2.41 | 1.03 | 0.55 | 1.01 | 0.8 | 0.01 | 0.59 | 0 | 0.36 | 22.3
| Analytical results for Nd in OREAS 48 (Certified Value 15.6 ppm) | [21 empty] | Certified
Nd | Round | Replicate | Lab | Lab | Lab | Lab | Lab | Lab | Lab | Lab | Lab | Lab | Lab | Lab | Lab | Lab | [6 empty] | 1
| No | No | 01 | 02 | 03 | 04 | 06 | 08 | 11 | 12 | 13 | 14 | 15 | 16 | 17 | 20 | [6 empty] | ppm
|  |  | 4A*MS | 4A*MS | 4A*MS | 4A*MS | 4A*MS | 4A*OES/MS | 4A*MS | 4A*MS | 4A*MS | 4A*MS | 4A*MS | 4A*MS | 4A*MS | 4A*MS | [6 empty] | 1
2
| 1 | 1 | 13.92 | 8 | 16.14 | 13.9811 | 17.61 | 14.6 | 13.84 | 15.85 | 16 | 15.4 | 16.95 | 15.95 | 16.0981 | 12.9584 | [6 empty] | 1
| 1 | 2 | 13.352 | 8 | 16.14 | 14.0942 | 16.65 | 16.2 | 13.62 | 15.85 | 16 | 14.6 | 16.85 | 16.05 | 15.6922 | 14.5401 | [6 empty] | #N/A
| 1 | 3 | 13.56 | 8 | 16.29 | 13.3027 | 17.02 | 16.7 | 19.82 | 16 | 15.55 | 14.9 | 17.2 | 16.1 | 15.5662 | 14.8125 | [6 empty] | 16
| 1 | 4 | 13.621 | 8 | 15.94 | 14.0231 | 16.75 | 16.1 | 13.96 | 15.6 | 16.3 | 14.9 | 16.85 | 15.9 | 15.846 | 13.8276 | [6 empty] | 15.5726
| 1 | 5 | 13.468 | 8 | 16.31 | 13.5687 | 16.53 | 16.1 | 14.01 | 15.75 | 15.95 | 16 | 17.25 | 16 | 16.0464 | 13.6139 | [6 empty] | 95
| 1 | 6 | 13.787 | 8 | 17.07 | 13.6551 | 16.46 | 16 | 13.88 | 15.5 | 16.1 | 15.75 | 16.5 | 17.95 | 15.8869 | 14.3838
| Mean |  | 13.618 | 8 | 16.315 | 13.7708 | 16.8367 | 15.95 | 14.855 | 15.7583 | 15.9833 | 15.2583 | 16.9333 | 16.325 | 15.856 | 14.0227
| Median |  | 13.5905 | 8 | 16.215 | 13.8181 | 16.7 | 16.1 | 13.92 | 15.8 | 16 | 15.15 | 16.9 | 16.025 | 15.8664 | 14.1057
| Std Dev. |  | 0.20804 | 0 | 0.39308 | 0.31171 | 0.4266 | 0.7064 | 2.4361 | 0.1828 | 0.24631 | 0.5481 | 0.27325 | 0.79922 | 0.20335 | 0.68699
| Rel.Std.Dev. |  | 1.528% | 0% | 2.409% | 2.264% | 2.534% | 4.429% | 16.4% | 1.16% | 1.541% | 3.592% | 1.614% | 4.896% | 1.282% | 4.899%
| PDM3 |  | -12.55% | -48.63% | 4.767% | -11.57% | 8.117% | 2.423% | -4.608% | 1.193% | 2.637% | -2.018% | 8.738% | 4.831% | 1.82% | -9.953%
| Z-Score (Absolute) |  | 2.53 | NA | 0.52 | 2.35 | 1.11 | 0.11 | 1.13 | 0.11 | 0.14 | 0.67 | 1.22 | 0.53 | 0 | 2.07
| Analytical results for Ni in OREAS 48 (Certified Value 38.5 ppm) | [21 empty] | Certified
Ni | Round | Replicate | Lab | Lab | Lab | Lab | Lab | Lab | Lab | Lab | Lab | Lab | Lab | Lab | Lab | Lab | Lab | Lab | Lab | Lab | Lab | Lab | 1
| No | No | 01 | 02 | 03 | 04 | 05 | 06 | 07 | 08 | 09 | 10 | 11 | 12 | 13 | 14 | 15 | 16 | 17 | 18 | 19 | 20 | ppm
|  |  | 4A*OES | 4A*MS | 4A*MS | 4A*MS | 4A*OES | 4A*MS | 4A*OES/MS | 4A*OES/MS | 4A*OES | 4A*OES/MS | 4A*MS | 4A*MS | 4A*MS | 4A*MS | 4A*MS | 4A*MS | 4A*MS | 4A*OES/MS | 4A*OES/MS | 4A*MS | 1
2
| 1 | 1 | 38.76 | 39 | 39.1 | 38.4811 | 39 | 38.14 | 40 | 37 | 36 | 35.36 | 38.15 | 40.4 | 38.7 | 37.9 | 40.9 | 39.6 | 35.8702 | 38.9 | 37.9 | 38.3255 | 1
| 1 | 2 | 38.19 | 36.8 | 38.9 | 39.7495 | 38 | 37.29 | 40 | 37 | 34 | 35.51 | 38.44 | 39.9 | 38.5 | 36.8 | 40.3 | 38.7 | 36.4342 | 39.2 | 39.6 | 39.4987 | #N/A
| 1 | 3 | 38.69 | 37.7 | 39.7 | 39.2874 | 39 | 37.99 | 40 | 37 | 34 | 36.62 | 38.26 | 40 | 38.8 | 39 | 40.4 | 38.7 | 36.4326 | 39.9 | 37.9 | 42.2157 | 16
| 1 | 4 | 38.4 | 35.3 | 37.9 | 39.1716 | 38 | 37.06 | 40 | 38 | 35 | 35.55 | 38.18 | 40.5 | 38.9 | 37.9 | 40.4 | 39.7 | 35.4552 | 39.4 | 37.5 | 39.7538 | 38.4737
| 1 | 5 | 38.19 | 36.6 | 40.3 | 39.216 | 38 | 37.15 | 40 | 36 | 34 | 34.59 | 37.23 | 40.1 | 38.9 | 41 | 40.8 | 38.3 | 36.4545 | 39.1 | 37.4 | 39.5826 | 96
| 1 | 6 | 38.82 | 36.7 | 38 | 39.4484 | 39 | 37.55 | 40 | 36 | 34 | 35.39 | 38.16 | 39 | 39.2 | 39.6 | 38.8 | 39.4 | 36.1579 | 39.7 | 38.8 | 42.3999
| Mean |  | 38.5083 | 37.0167 | 38.9833 | 39.2257 | 38.5 | 37.53 | 40 | 36.8333 | 34.5 | 35.5033 | 38.07 | 39.9833 | 38.8333 | 38.7 | 40.2667 | 39.0667 | 36.1341 | 39.3667 | 38.1833 | 40.296
| Median |  | 38.545 | 36.75 | 39 | 39.2517 | 38.5 | 37.42 | 40 | 37 | 34 | 35.45 | 38.17 | 40.05 | 38.85 | 38.45 | 40.4 | 39.05 | 36.2953 | 39.3 | 37.9 | 39.6682
| Std Dev. |  | 0.28562 | 1.2384 | 0.93897 | 0.42077 | 0.54772 | 0.44878 | 0 | 0.75277 | 0.83666 | 0.65065 | 0.42549 | 0.53448 | 0.23381 | 1.4886 | 0.75807 | 0.57504 | 0.40322 | 0.37771 | 0.85186 | 1.6391
| Rel.Std.Dev. |  | 0.7417% | 3.346% | 2.409% | 1.073% | 1.423% | 1.196% | 0% | 2.044% | 2.425% | 1.833% | 1.118% | 1.337% | 0.6021% | 3.847% | 1.883% | 1.472% | 1.116% | 0.9595% | 2.231% | 4.068%
| PDM3 |  | 0.08995% | -3.787% | 1.325% | 1.954% | 0.06829% | -2.453% | 3.967% | -4.264% | -10.33% | -7.721% | -1.049% | 3.924% | 0.9347% | 0.5881% | 4.66% | 1.541% | -6.081% | 2.321% | -0.7548% | 4.736%
| Z-Score (Absolute) |  | 0.07 | 1.17 | 0.28 | 0.46 | 0.08 | 0.79 | 1.02 | 1.3 | 3.01 | 2.28 | 0.39 | 1.01 | 0.17 | 0.07 | 1.22 | 0.34 | 1.81 | 0.56 | 0.31 | 1.24
| Analytical results for P in OREAS 48 (Certified Value 0.053 wt.%) | [21 empty] | Certified
P | Round | Replicate | Lab | Lab | Lab | Lab | Lab | Lab | Lab | Lab | Lab | Lab | Lab | Lab | Lab | Lab | Lab | Lab | Lab | Lab | Lab |  | 1
| No | No | 01 | 02 | 03 | 04 | 05 | 06 | 07 | 08 | 09 | 10 | 11 | 12 | 13 | 14 | 15 | 16 | 18 | 19 | 20 |  | wt.%
|  |  | 4A*OES | 4A*MS | 4A*OES | 4A*MS | 4A*OES | 4A*MS | 4A*OES/MS | 4A*OES/MS | 4A*OES | 4A*OES/MS | 4A*MS | 4A*MS | 4A*MS | 4A*MS | 4A*MS | 4A*MS | 4A*OES/MS | 4A*OES/MS | 4A*OES |  | 3
3
| 1 | 1 | 0.058334 | 0.0514 | 0.0512 | 0.053274 | 0.054 | 0.056 | 0.053 | 0.048 | 0.057 | 0.049347 | 0.0544 | 0.056 | 0.054 | 0.054 | 0.053 | 0.056 | 0.0553 | 0.0498 | 0.04851 |  | 1
| 1 | 2 | 0.05846 | 0.0505 | 0.0527 | 0.05423 | 0.053 | 0.0558 | 0.053 | 0.047 | 0.055 | 0.049734 | 0.0531 | 0.055 | 0.053 | 0.054 | 0.051 | 0.055 | 0.0538 | 0.0535 | 0.049752 |  | #N/A
| 1 | 3 | 0.058588 | 0.0505 | 0.0512 | 0.053073 | 0.054 | 0.0571 | 0.054 | 0.048 | 0.057 | 0.050578 | 0.0541 | 0.056 | 0.052 | 0.054 | 0.054 | 0.056 | 0.0551 | 0.0499 | 0.052417 |  | 16
| 1 | 4 | 0.058835 | 0.0498 | 0.0527 | 0.053589 | 0.053 | 0.0561 | 0.053 | 0.047 | 0.056 | 0.050721 | 0.0538 | 0.055 | 0.052 | 0.055 | 0.054 | 0.056 | 0.054 | 0.0494 | 0.048744 |  | 0.053182
| 1 | 5 | 0.058047 | 0.0503 | 0.0532 | 0.053301 | 0.053 | 0.0555 | 0.052 | 0.049 | 0.056 | 0.048599 | 0.0562 | 0.056 | 0.053 | 0.054 | 0.053 | 0.054 | 0.0539 | 0.0499 | 0.048362 |  | 97
| 1 | 6 | 0.058285 | 0.0516 | 0.0529 | 0.052311 | 0.053 | 0.0562 | 0.054 | 0.048 | 0.056 | 0.049633 | 0.0534 | 0.055 | 0.055 | 0.054 | 0.052 | 0.055 | 0.055 | 0.0505 | 0.047176
| Mean |  | 0.058425 | 0.050683 | 0.052317 | 0.053297 | 0.053333 | 0.056117 | 0.053167 | 0.047833 | 0.056167 | 0.049769 | 0.054167 | 0.0555 | 0.053167 | 0.054167 | 0.052833 | 0.055333 | 0.054517 | 0.0505 | 0.04916
| Median |  | 0.058397 | 0.0505 | 0.0527 | 0.053288 | 0.053 | 0.05605 | 0.053 | 0.048 | 0.056 | 0.049684 | 0.05395 | 0.0555 | 0.053 | 0.054 | 0.053 | 0.0555 | 0.0545 | 0.0499 | 0.048627
| Std Dev. |  | 0.0002708 | 0.00068532 | 0.00088412 | 0.00062913 | 0.0005164 | 0.00054191 | 0.00075277 | 0.00075277 | 0.00075277 | 0.00079088 | 0.0011003 | 0.00054772 | 0.001169 | 0.00040825 | 0.001169 | 0.0008165 | 0.00068532 | 0.0015113 | 0.0017959
| Rel.Std.Dev. |  | 0.4635% | 1.352% | 1.69% | 1.18% | 0.9682% | 0.9657% | 1.416% | 1.574% | 1.34% | 1.589% | 2.031% | 0.9869% | 2.199% | 0.7537% | 2.213% | 1.476% | 1.257% | 2.993% | 3.653%
| PDM3 |  | 9.859% | -4.698% | -1.626% | 0.2163% | 0.2853% | 5.519% | -0.02807% | -10.06% | 5.613% | -6.417% | 1.852% | 4.359% | -0.02807% | 1.852% | -0.6549% | 4.046% | 2.51% | -5.042% | -7.562%
| Z-Score (Absolute) |  | 1.7 | 0.87 | 0.32 | 0 | 0.01 | 0.93 | 0.04 | 1.81 | 0.95 | 1.17 | 0.29 | 0.73 | 0.04 | 0.29 | 0.15 | 0.67 | 0.4 | 0.93 | 1.37
| Analytical results for Pb in OREAS 48 (Certified Value 5.4 ppm) | [21 empty] | Certified
Pb | Round | Replicate | Lab | Lab | Lab | Lab | Lab | Lab | Lab | Lab | Lab | Lab | Lab | Lab | Lab | Lab | Lab | Lab | Lab | Lab | Lab | Lab | 1
| No | No | 01 | 02 | 03 | 04 | 05 | 06 | 07 | 08 | 09 | 10 | 11 | 12 | 13 | 14 | 15 | 16 | 17 | 18 | 19 | 20 | ppm
|  |  | 4A*OES | 4A*MS | 4A*MS | 4A*MS | 4A*MS | 4A*MS | 4A*MS | 4A*OES/MS | 4A*MS | 4A*OES/MS | 4A*MS | 4A*MS | 4A*MS | 4A*MS | 4A*MS | 4A*MS | 4A*MS | 4A*OES/MS | 4A*OES/MS | 4A*MS | 2
3
| 1 | 1 | 4.536 | 8 | 5.4 | 5.7809 | 6 | 5.1 | 6 | < 3 | 8.9 | 6.21 | 21.24 | 5.61 | 5.23 | 5.32 | 5.55 | 5.52 | 5.1668 | 5.5 | 5.6 | 9.1593 | 1
| 1 | 2 | 4.94 | 5 | 6.8 | 6.0537 | 5 | 5.19 | 6.2 | < 3 | 9.1 | 6.21 | 21.49 | 4.96 | 5.14 | 4.93 | 5.38 | 5.36 | 5.1904 | 5.5 | 5.8 | 8.8883 | #N/A
| 1 | 3 | 4.855 | 9 | 5.6 | 5.391 | 5 | 5.01 | 6.5 | < 3 | 5.6 | 5.8 | 21.23 | 5.04 | 5.2 | 5.07 | 5.48 | 5.39 | 5.1032 | 5.6 | 5.4 | 9.6777 | 16
| 1 | 4 | 4.94 | 5 | 5.3 | 5.4086 | 6 | 4.94 | 6.5 | 5 | 11.3 | 6.18 | 21.18 | 5.17 | 5.3 | 5.02 | 5.35 | 5.37 | 5.3197 | 5.5 | 5.6 | 6.9624 | 5.395
| 1 | 5 | 4.811 | 6 | 5.5 | 5.7897 | 5 | 4.92 | 6.7 | < 3 | 5.1 | 5.69 | 20.82 | 5.29 | 5.17 | 5.42 | 5.58 | 5.32 | 5.1446 | 5.4 | 5.6 | 8.8165 | 98
| 1 | 6 | 4.712 | 6 | 5.4 | 5.5833 | 6 | 5.01 | 5.9 | < 3 | 5.9 | 5.85 | 21.16 | 4.89 | 5.54 | 5.37 | 5.42 | 5.65 | 5.1144 | 5.5 | 5.6 | 7.5013
| Mean |  | 4.799 | 6.5 | 5.6667 | 5.6678 | 5.5 | 5.0283 | 6.3 | 5 | 7.65 | 5.99 | 21.1867 | 5.16 | 5.2633 | 5.1883 | 5.46 | 5.435 | 5.1732 | 5.5 | 5.6 | 8.5009
| Median |  | 4.833 | 6 | 5.45 | 5.6821 | 5.5 | 5.01 | 6.35 | 5 | 7.4 | 6.015 | 21.205 | 5.105 | 5.215 | 5.195 | 5.45 | 5.38 | 5.1557 | 5.5 | 5.6 | 8.8524
| Std Dev. |  | 0.15478 | 1.6432 | 0.56451 | 0.25592 | 0.54772 | 0.10147 | 0.31623 |  | 2.4801 | 0.23605 | 0.21538 | 0.26336 | 0.14624 | 0.20644 | 0.092736 | 0.12534 | 0.078686 | 0.063246 | 0.12649 | 1.0425
| Rel.Std.Dev. |  | 3.225% | 25.28% | 9.962% | 4.515% | 9.959% | 2.018% | 5.019% |  | 32.42% | 3.941% | 1.017% | 5.104% | 2.779% | 3.979% | 1.698% | 2.306% | 1.521% | 1.15% | 2.259% | 12.26%
| PDM3 |  | -11.05% | 20.48% | 5.035% | 5.057% | 1.946% | -6.796% | 16.77% | -7.322% | 41.8% | 11.03% | 292.7% | -4.356% | -2.441% | -3.831% | 1.205% | 0.7414% | -4.112% | 1.946% | 3.8% | 57.57%
| Z-Score (Absolute) |  | 1.47 | NA | 0.4 | 0.4 | NA | 0.97 | 1.76 | 7.31 | 4.67 | 1.1 | 33.79 | 0.69 | 0.47 | 0.63 | 0.04 | 0.1 | 0.66 | 0.04 | 0.26 | 6.5
| Analytical results for Pd in OREAS 48 (Indicative Value < 2 ppb) | [21 empty] | Indicative
Pd | Round | Replicate | Lab | [19 empty] | 1
| No | No | 15 | [19 empty] | ppb
|  |  | 4A*MS | [19 empty] | 2
2
| 1 | 1 | < 2 | [19 empty] | 1
| 1 | 2 | < 2 | [19 empty] | 7
| 1 | 3 | < 2 | [19 empty] | 16
| 1 | 4 | < 2 | [19 empty] | < 2
| 1 | 5 | < 2 | [19 empty] | 13
| 1 | 6 | < 2
Mean
Median
Std Dev.
Rel.Std.Dev.
PDM3
| Z-Score (Absolute) |  | NA
| Analytical results for Pr in OREAS 48 (Certified Value 3.96 ppm) | [21 empty] | Certified
Pr | Round | Replicate | Lab | Lab | Lab | Lab | Lab | Lab | Lab | Lab | Lab | Lab | Lab | Lab | Lab | [7 empty] | 1
| No | No | 01 | 03 | 04 | 06 | 08 | 11 | 12 | 13 | 14 | 15 | 16 | 17 | 20 | [7 empty] | ppm
|  |  | 4A*MS | 4A*MS | 4A*MS | 4A*MS | 4A*OES/MS | 4A*MS | 4A*MS | 4A*MS | 4A*MS | 4A*MS | 4A*MS | 4A*MS | 4A*MS | [7 empty] | 2
3
| 1 | 1 | 3.5655 | 4.06 | 3.5806 | 4.79 | 3.8 | 3.52 | 3.92 | 3.96 | 3.84 | 4.13 | 3.97 | 4.0153 | 4.0705 | [7 empty] | 1
| 1 | 2 | 3.4078 | 4.05 | 3.5351 | 4.1 | 4.2 | 3.48 | 3.93 | 4.06 | 3.81 | 4.03 | 4.05 | 3.9783 | 4.4483 | [7 empty] | #N/A
| 1 | 3 | 3.6255 | 4.13 | 3.4751 | 4.35 | 4.4 | 3.52 | 3.9 | 3.92 | 3.74 | 4.11 | 4.03 | 3.9407 | 4.6452 | [7 empty] | 16
| 1 | 4 | 3.5227 | 4.1 | 3.6188 | 4.33 | 4.4 | 3.49 | 3.87 | 4.12 | 3.81 | 4.01 | 3.97 | 3.9624 | 4.3732 | [7 empty] | 3.9602
| 1 | 5 | 3.4496 | 4.1 | 3.4536 | 4.09 | 4.3 | 3.56 | 3.96 | 4.04 | 4.02 | 4.1 | 3.99 | 3.9984 | 4.2724 | [7 empty] | 99
| 1 | 6 | 3.4824 | 4.21 | 3.4957 | 4.19 | 4.3 | 3.51 | 3.82 | 4.07 | 3.93 | 4.02 | 4.54 | 3.9914 | 4.3367
| Mean |  | 3.5089 | 4.1083 | 3.5265 | 4.3083 | 4.2333 | 3.5133 | 3.9 | 4.0283 | 3.8583 | 4.0667 | 4.0917 | 3.9811 | 4.3577
| Median |  | 3.5026 | 4.1 | 3.5154 | 4.26 | 4.3 | 3.515 | 3.91 | 4.05 | 3.825 | 4.065 | 4.01 | 3.9848 | 4.355
| Std Dev. |  | 0.079284 | 0.057764 | 0.063928 | 0.26049 | 0.22509 | 0.028048 | 0.049396 | 0.074409 | 0.10028 | 0.052409 | 0.22203 | 0.026681 | 0.19042
| Rel.Std.Dev. |  | 2.259% | 1.406% | 1.813% | 6.046% | 5.317% | 0.7983% | 1.267% | 1.847% | 2.599% | 1.289% | 5.426% | 0.6702% | 4.37%
| PDM3 |  | -11.4% | 3.741% | -10.95% | 8.791% | 6.897% | -11.28% | -1.52% | 1.721% | -2.572% | 2.689% | 3.32% | 0.5273% | 10.04%
| Z-Score (Absolute) |  | 2.06 | 0.32 | 1.99 | 1.11 | 0.81 | 2.04 | 0.51 | 0 | 0.67 | 0.15 | 0.25 | 0.19 | 1.31
| Analytical results for Pt in OREAS 48 (Indicative Value 3.17 ppb) | [21 empty] | Indicative
Pt | Round | Replicate | Lab | [19 empty] | 1
| No | No | 15 | [19 empty] | ppb
|  |  | 4A*MS | [19 empty] | 2
2
| 1 | 1 | 5 | [19 empty] | 1
| 1 | 2 | < 4 | [19 empty] | 8
| 1 | 3 | 4 | [19 empty] | 16
| 1 | 4 | 4 | [19 empty] | 3.1667
| 1 | 5 | < 4 | [19 empty] | 14
| 1 | 6 | < 4
| Mean |  | 4.3333
| Median |  | 4
| Std Dev. |  | 0.57735
| Rel.Std.Dev. |  | 13.32%
| PDM3 |  | 36.84%
| Z-Score (Absolute) |  | NA
| Analytical results for Rb in OREAS 48 (Certified Value 33.7 ppm) | [21 empty] | Certified
Rb | Round | Replicate | Lab | Lab | Lab | Lab | Lab | Lab | Lab | Lab | Lab | Lab | Lab | Lab | Lab | Lab | Lab | Lab | Lab | Lab | Lab |  | 1
| No | No | 01 | 03 | 04 | 05 | 06 | 07 | 08 | 09 | 10 | 11 | 12 | 13 | 14 | 15 | 16 | 17 | 18 | 19 | 20 |  | ppm
|  |  | 4A*MS | 4A*MS | 4A*MS | 4A*MS | 4A*MS | 4A*MS | 4A*OES/MS | 4A*MS | 4A*OES/MS | 4A*MS | 4A*MS | 4A*MS | 4A*MS | 4A*MS | 4A*MS | 4A*MS | 4A*OES/MS | 4A*OES/MS | 4A*MS |  | 1
2
| 1 | 1 | 29.43 | 36.38 | 26.3443 | 34 | 32.92 | 37.1 | 33.1 | 34 | 29.85 | 35.16 | 34.5 | 36.1 | 29.9 | 36.2 | 35.8 | 34.0075 | 29.3 | 36.1 | 31.8751 |  | 1
| 1 | 2 | 29.104 | 35.29 | 26.6737 | 33.6 | 33.01 | 36.7 | 38.8 | 32.2 | 30.8 | 35.06 | 34.3 | 36.1 | 29.4 | 35.5 | 36 | 34.2495 | 31.8 | 38.6 | 31.6015 |  | #N/A
| 1 | 3 | 29.411 | 36.67 | 25.7694 | 34.1 | 33.25 | 37.4 | 39.2 | 32.3 | 31.08 | 35.44 | 34.4 | 32 | 30 | 36 | 36 | 34.1604 | 31.8 | 36.5 | 35.4822 |  | 16
| 1 | 4 | 29.756 | 36.99 | 27.0807 | 33.8 | 32.15 | 36.4 | 38.2 | 32.6 | 29.07 | 35.43 | 34 | 35.8 | 28.8 | 35.5 | 36.9 | 32.5962 | 31.5 | 37.1 | 32.7479 |  | 33.7172
| 1 | 5 | 29.14 | 38.55 | 27.5728 | 33.4 | 32.84 | 37.8 | 38.9 | 33.8 | 28 | 35.85 | 34.6 | 36.9 | 31.8 | 36.6 | 35.5 | 34.1366 | 31.2 | 37.4 | 34.2423 |  | 100
| 1 | 6 | 29.241 | 36.81 | 26.6732 | 33.1 | 32.98 | 36.6 | 38.7 | 32.6 | 34.03 | 35.24 | 33.2 | 36.2 | 32.5 | 35.4 | 37.1 | 33.4774 | 34.1 | 36.6 | 32.7366
| Mean |  | 29.347 | 36.7817 | 26.6857 | 33.6667 | 32.8583 | 37 | 37.8167 | 32.9167 | 30.4717 | 35.3633 | 34.1667 | 35.5167 | 30.4 | 35.8667 | 36.2167 | 33.7713 | 31.6167 | 37.05 | 33.1143
| Median |  | 29.326 | 36.74 | 26.6734 | 33.7 | 32.95 | 36.9 | 38.75 | 32.6 | 30.325 | 35.335 | 34.35 | 36.1 | 29.95 | 35.75 | 36 | 34.0721 | 31.65 | 36.85 | 32.7422
| Std Dev. |  | 0.24141 | 1.0555 | 0.61634 | 0.37771 | 0.37339 | 0.53292 | 2.3336 | 0.78081 | 2.0785 | 0.28133 | 0.5164 | 1.7612 | 1.4381 | 0.48028 | 0.63692 | 0.63821 | 1.5355 | 0.88713 | 1.4819
| Rel.Std.Dev. |  | 0.8226% | 2.87% | 2.31% | 1.122% | 1.136% | 1.44% | 6.171% | 2.372% | 6.821% | 0.7955% | 1.511% | 4.959% | 4.73% | 1.339% | 1.759% | 1.89% | 4.857% | 2.394% | 4.475%
| PDM3 |  | -12.96% | 9.089% | -20.85% | -0.1498% | -2.547% | 9.736% | 12.16% | -2.374% | -9.626% | 4.882% | 1.333% | 5.337% | -9.838% | 6.375% | 7.413% | 0.1604% | -6.23% | 9.885% | -1.788%
| Z-Score (Absolute) |  | 1.38 | 0.94 | 2.22 | 0.03 | 0.29 | 1.01 | 1.27 | 0.27 | 1.03 | 0.5 | 0.12 | 0.55 | 1.06 | 0.66 | 0.77 | 0 | 0.67 | 1.03 | 0.21
| Analytical results for Re in OREAS 48 (Indicative Value 0.001 ppm) | [21 empty] | Indicative
Re | Round | Replicate | Lab | Lab | Lab | Lab | Lab | Lab | Lab | Lab | Lab | Lab | Lab | Lab | Lab | Lab | [6 empty] | 1
| No | No | 02 | 04 | 05 | 06 | 08 | 09 | 10 | 12 | 13 | 14 | 15 | 16 | 18 | 19 | [6 empty] | ppm
|  |  | 4A*MS | 4A*MS | 4A*MS | 4A*MS | 4A*OES/MS | 4A*MS | 4A*OES/MS | 4A*MS | 4A*MS | 4A*MS | 4A*MS | 4A*MS | 4A*OES/MS | 4A*OES/MS | [6 empty] | 3
3
| 1 | 1 | < 0.003 | < 0.01 | < 0.05 | 0.01 | < 0.001 | < 0.002 | < 0.1 | 0.0006 | 0.0006 | 0.0005 | 0.0006 | 0.0004 | < 0.002 | 0.016 | [6 empty] | 1
| 1 | 2 | < 0.003 | < 0.01 | < 0.05 | < 0.002 | < 0.001 | 0.002 | < 0.1 | 0.0008 | 0.0006 | 0.0012 | 0.0005 | < 0.0004 | < 0.002 | 0.012 | [6 empty] | 6
| 1 | 3 | < 0.003 | < 0.01 | < 0.05 | 0.01 | < 0.001 | < 0.002 | < 0.1 | 0.0006 | 0.0006 | 0.0008 | 0.0007 | 0.0005 | < 0.002 | 0.013 | [6 empty] | 16
| 1 | 4 | < 0.003 | < 0.01 | < 0.05 | 0.01 | 0.002 | < 0.002 | < 0.1 | 0.0006 | 0.0006 | 0.0005 | 0.0005 | 0.0007 | < 0.002 | 0.015 | [6 empty] | 0.00057167
| 1 | 5 | < 0.003 | < 0.01 | < 0.05 | 0.01 | < 0.001 | < 0.002 | < 0.1 | 0.0006 | 0.0005 | 0.0006 | 0.0007 | 0.0006 | < 0.002 | 0.013 | [6 empty] | 12
| 1 | 6 | < 0.003 | < 0.01 | < 0.05 | < 0.002 | 0.001 | 0.002 | < 0.1 | 0.0006 | 0.0004 | 0.0005 | 0.0005 | 0.0005 | < 0.002 | 0.012
| Mean |  |  |  |  | 0.01 | 0.0015 | 0.002 |  | 0.00063333 | 0.00055 | 0.00068333 | 0.00058333 | 0.00054 |  | 0.0135
| Median |  |  |  |  | 0.01 | 0.0015 | 0.002 |  | 0.0006 | 0.0006 | 0.00055 | 0.00055 | 0.0005 |  | 0.013
| Std Dev. |  |  |  |  | 0 | 0.00070711 | 0 |  | 8.165e-05 | 8.3666e-05 | 0.00027869 | 9.8319e-05 | 0.00011402 |  | 0.0016432
| Rel.Std.Dev. |  |  |  |  | 0% | 47.14% | 0% |  | 12.89% | 15.21% | 40.78% | 16.85% | 21.11% |  | 12.17%
| PDM3 |  |  |  |  | 1649% | 162.4% | 249.9% |  | 10.79% | -3.79% | 19.53% | 2.041% | -5.539% |  | 2262%
| Z-Score (Absolute) |  | 0.37 | 4.31 | 26.79 | 6.56 | 0.37 | 0.19 | 54.88 | 0.6 | 0.69 | 0.54 | 0.66 | 0.77 | 0.19 | 13.86
| Analytical results for S in OREAS 48 (Certified Value 0.05 wt.%) | [21 empty] | Certified
S | Round | Replicate | Lab | Lab | Lab | Lab | Lab | Lab | Lab | Lab | Lab | Lab | Lab | Lab | Lab | Lab | Lab | Lab | Lab | Lab |  |  | 1
| No | No | 01 | 02 | 03 | 04 | 05 | 06 | 07 | 08 | 09 | 10 | 12 | 13 | 14 | 15 | 16 | 18 | 19 | 20 |  |  | wt.%
|  |  | 4A*OES | 4A*MS | 4A*OES | 4A*MS | 4A*OES | 4A*MS | 4A*OES/MS | 4A*OES/MS | 4A*MS | 4A*OES/MS | 4A*MS | 4A*MS | 4A*MS | 4A*MS | 4A*MS | 4A*OES/MS | 4A*OES/MS | 4A*OES |  |  | 3
3
| 1 | 1 | 0.049804 | 0.0464 | 0.0483 | 0.049596 | 0.05 | 0.05 | 0.053 | 0.05 | 0.05 | 0.05 | 0.05 | 0.05 | 0.05 | 0.05 | 0.05 | 0.05 | 0.05 | 0.036144 |  |  | 1
| 1 | 2 | 0.049611 | 0.0448 | 0.0508 | 0.048291 | 0.049 | 0.05 | 0.052 | 0.05 | 0.05 | 0.05 | 0.05 | 0.05 | 0.05 | 0.05 | 0.05 | 0.05 | 0.05 | 0.031954 |  |  | #N/A
| 1 | 3 | 0.049966 | 0.046 | 0.0511 | 0.049444 | 0.05 | 0.05 | 0.053 | 0.05 | 0.05 | 0.05 | 0.05 | 0.05 | 0.05 | 0.05 | 0.05 | 0.05 | 0.05 | 0.04341 |  |  | 16
| 1 | 4 | 0.049922 | 0.0445 | 0.0498 | 0.048562 | 0.05 | 0.05 | 0.053 | 0.05 | 0.05 | 0.05 | 0.05 | 0.05 | 0.05 | 0.05 | 0.05 | 0.05 | 0.05 | 0.031782 |  |  | 0.049896
| 1 | 5 | 0.049888 | 0.0459 | 0.0502 | 0.049094 | 0.051 | 0.05 | 0.05 | 0.05 | 0.04 | 0.05 | 0.05 | 0.05 | 0.05 | 0.05 | 0.05 | 0.05 | 0.05 | 0.034676 |  |  | 101
| 1 | 6 | 0.049493 | 0.0461 | 0.0507 | 0.048282 | 0.049 | 0.05 | 0.051 | 0.05 | 0.04 | 0.05 | 0.05 | 0.05 | 0.05 | 0.05 | 0.06 | 0.06 | 0.05 | 0.040089
| Mean |  | 0.049781 | 0.045617 | 0.05015 | 0.048878 | 0.049833 | 0.05 | 0.052 | 0.05 | 0.046667 | 0.05 | 0.05 | 0.05 | 0.05 | 0.05 | 0.051667 | 0.051667 | 0.05 | 0.036343
| Median |  | 0.049846 | 0.04595 | 0.05045 | 0.048828 | 0.05 | 0.05 | 0.0525 | 0.05 | 0.05 | 0.05 | 0.05 | 0.05 | 0.05 | 0.05 | 0.05 | 0.05 | 0.05 | 0.03541
| Std Dev. |  | 0.00018878 | 0.00077309 | 0.0010173 | 0.00058002 | 0.00075277 | 7.6012e-18 | 0.0012649 | 7.6012e-18 | 0.005164 | 7.6012e-18 | 7.6012e-18 | 7.6012e-18 | 7.6012e-18 | 7.6012e-18 | 0.0040825 | 0.0040825 | 7.6012e-18 | 0.0046231
| Rel.Std.Dev. |  | 0.3792% | 1.695% | 2.029% | 1.187% | 1.511% | 1.52e-14% | 2.433% | 1.52e-14% | 11.07% | 1.52e-14% | 1.52e-14% | 1.52e-14% | 1.52e-14% | 1.52e-14% | 7.902% | 7.902% | 1.52e-14% | 12.72%
| PDM3 |  | -0.2304% | -8.576% | 0.51% | -2.039% | -0.1247% | 0.2094% | 4.218% | 0.2094% | -6.471% | 0.2094% | 0.2094% | 0.2094% | 0.2094% | 0.2094% | 3.55% | 3.55% | 0.2094% | -27.16%
| Z-Score (Absolute) |  | 0.93 | 18.67 | 0.64 | 4.78 | 0.71 | 0 | 8.52 | 0 | 14.2 | 0 | 0 | 0 | 0 | 0 | 7.1 | 7.1 | 0 | 58.16
| Analytical results for Sb in OREAS 48 (Certified Value 0.1 ppm) | [21 empty] | Certified
Sb | Round | Replicate | Lab | Lab | Lab | Lab | Lab | Lab | Lab | Lab | Lab | Lab | Lab | Lab | Lab | Lab | Lab | Lab | Lab | Lab | Lab |  | 1
| No | No | 02 | 03 | 04 | 05 | 06 | 07 | 08 | 09 | 10 | 11 | 12 | 13 | 14 | 15 | 16 | 17 | 18 | 19 | 20 |  | ppm
|  |  | 4A*MS | 4A*MS | 4A*MS | 4A*MS | 4A*MS | 4A*MS | 4A*OES/MS | 4A*OES | 4A*OES/MS | 4A*MS | 4A*MS | 4A*MS | 4A*MS | 4A*MS | 4A*MS | 4A*MS | 4A*OES/MS | 4A*OES/MS | 4A*MS |  | 2
2
| 1 | 1 | 0.13 | 0.09 | < 0.1 | 0.1 | 1.87 | 0.09 | < 0.1 | < 2 | 0.21 | 0.172 | 0.09 | 0.14 | 0.1 | 0.14 | 0.1 | 0.09086 | < 0.5 | < 0.05 | 0.1907 |  | 1
| 1 | 2 | 0.11 | 0.12 | < 0.1 | 0.1 | 1.9 | 0.09 | < 0.1 | < 2 | 0.23 | 0.164 | 0.09 | 0.1 | 0.11 | 0.15 | 0.1 | 0.08594 | < 0.5 | < 0.05 | 0.3989 |  | 3
| 1 | 3 | 0.08 | 0.14 | < 0.1 | 0.1 | 1.75 | 0.09 | < 0.1 | < 2 | 0.23 | 0.175 | 0.09 | 0.11 | 0.1 | 0.15 | 0.11 | 0.08779 | < 0.5 | < 0.05 | 0.1719 |  | 16
| 1 | 4 | 0.1 | 0.09 | < 0.1 | 0.1 | 1.88 | 0.09 | < 0.1 | < 2 | 0.21 | 0.173 | 0.09 | 0.1 | 0.1 | 0.13 | 0.09 | 0.08829 | < 0.5 | < 0.05 | 0.243 |  | 0.10259
| 1 | 5 | 0.1 | 0.12 | < 0.1 | 0.1 | 1.98 | 0.1 | < 0.1 | 3 | 0.2 | 0.174 | 0.09 | 0.1 | 0.09 | 0.12 | 0.09 | 0.09431 | < 0.5 | < 0.05 | 0.1224 |  | 102
| 1 | 6 | 0.13 | 0.1 | < 0.1 | 0.1 | 1.79 | 0.08 | < 0.1 | < 2 | 0.24 | 0.171 | 0.09 | 0.1 | 0.11 | 0.11 | 0.09 | 0.10049 | < 0.5 | < 0.05 | 0.1811
| Mean |  | 0.10833 | 0.11 |  | 0.1 | 1.8617 | 0.09 |  | 3 | 0.22 | 0.1715 | 0.09 | 0.10833 | 0.10167 | 0.13333 | 0.096667 | 0.09128 |  |  | 0.218
| Median |  | 0.105 | 0.11 |  | 0.1 | 1.875 | 0.09 |  | 3 | 0.22 | 0.1725 | 0.09 | 0.1 | 0.1 | 0.135 | 0.095 | 0.089575 |  |  | 0.1859
| Std Dev. |  | 0.019408 | 0.02 |  | 1.5202e-17 | 0.081833 | 0.0063246 |  |  | 0.015492 | 0.003937 | 1.5202e-17 | 0.016021 | 0.0075277 | 0.01633 | 0.008165 | 0.0053632 |  |  | 0.096666
| Rel.Std.Dev. |  | 17.91% | 18.18% |  | 1.52e-14% | 4.396% | 7.027% |  |  | 7.042% | 2.296% | 1.689e-14% | 14.79% | 7.404% | 12.25% | 8.447% | 5.875% |  |  | 44.34%
| PDM3 |  | 5.602% | 7.226% |  | -2.521% | 1715% | -12.27% |  | 2824% | 114.5% | 67.18% | -12.27% | 5.602% | -0.8968% | 29.97% | -5.771% | -11.02% |  |  | 112.5%
| Z-Score (Absolute) |  | 0 | 0.03 | 0.94 | NA | 28.37 | 0.3 | 0.94 | 19.82 | 1.81 | 1.02 | 0.3 | 0 | 0.11 | 0.4 | 0.19 | 0.28 | 2.29 | 1.35 | 1.77
Results from laboratory 5 were removed due to their 0.1 ppm reading resolution.
| Analytical results for Sc in OREAS 48 (Certified Value 14.9 ppm) | [21 empty] | Certified
Sc | Round | Replicate | Lab | Lab | Lab | Lab | Lab | Lab | Lab | Lab | Lab | Lab | Lab | Lab | Lab | Lab | Lab | Lab | Lab | Lab | Lab |  | 1
| No | No | 01 | 03 | 04 | 05 | 06 | 07 | 08 | 09 | 10 | 11 | 12 | 13 | 14 | 15 | 16 | 17 | 18 | 19 | 20 |  | ppm
|  |  | 4A*OES | 4A*MS | 4A*MS | 4A*OES | 4A*MS | 4A*MS | 4A*OES/MS | 4A*OES | 4A*OES/MS | 4A*MS | 4A*MS | 4A*MS | 4A*MS | 4A*MS | 4A*MS | 4A*MS | 4A*OES/MS | 4A*OES/MS | 4A*MS |  | 1
2
| 1 | 1 | 15.38 | 14.7 | 13.9086 | 14 | 12.8 | 15.4 | 15 | 14 | 12.64 | 14.95 | 14.95 | 15.2 | 14.7 | 15.85 | 15.15 | 13.969 | 14.5 | 15.4 | 14.0977 |  | 1
| 1 | 2 | 15.08 | 14.4 | 13.9054 | 14 | 12.67 | 15.3 | 15 | 13 | 12.33 | 15.22 | 14.85 | 14.65 | 14.4 | 15.35 | 14.9 | 14.5638 | 14.4 | 16.6 | 14.2039 |  | #N/A
| 1 | 3 | 15.43 | 15.1 | 13.841 | 14 | 12.99 | 15.6 | 15 | 14 | 10.94 | 15.09 | 14.4 | 14.75 | 14.8 | 15.5 | 14.95 | 13.9716 | 14.7 | 16.1 | 16.2957 |  | 16
| 1 | 4 | 15.17 | 14.8 | 14.0831 | 14 | 12.84 | 15 | 15 | 13 | 12.01 | 15.24 | 14.95 | 15.6 | 14.95 | 15.15 | 15.45 | 13.5676 | 14.9 | 15.8 | 14.8487 |  | 14.902
| 1 | 5 | 15.34 | 15.3 | 14.1679 | 14 | 12.79 | 15.6 | 15 | 13 | 11.48 | 14.82 | 14.8 | 15.35 | 15.45 | 15.65 | 14.9 | 14.1933 | 14.4 | 15.7 | 14.7796 |  | 103
| 1 | 6 | 15.24 | 15.2 | 13.8618 | 14 | 12.72 | 15 | 15 | 13 | 11.98 | 15.12 | 14.4 | 15.55 | 14.85 | 15.5 | 15.6 | 14.278 | 14.9 | 15.6 | 15.028
| Mean |  | 15.2733 | 14.9167 | 13.9613 | 14 | 12.8017 | 15.3167 | 15 | 13.3333 | 11.8967 | 15.0733 | 14.725 | 15.1833 | 14.8583 | 15.5 | 15.1583 | 14.0906 | 14.6333 | 15.8667 | 14.8756
| Median |  | 15.29 | 14.95 | 13.907 | 14 | 12.795 | 15.35 | 15 | 13 | 11.995 | 15.105 | 14.825 | 15.275 | 14.825 | 15.5 | 15.05 | 14.0824 | 14.6 | 15.75 | 14.8141
| Std Dev. |  | 0.13382 | 0.34303 | 0.13252 | 0 | 0.11053 | 0.27142 | 0 | 0.5164 | 0.6081 | 0.16195 | 0.25836 | 0.40208 | 0.34557 | 0.24083 | 0.30235 | 0.33824 | 0.23381 | 0.4274 | 0.78818
| Rel.Std.Dev. |  | 0.8761% | 2.3% | 0.9492% | 0% | 0.8634% | 1.772% | 0% | 3.873% | 5.112% | 1.074% | 1.755% | 2.648% | 2.326% | 1.554% | 1.995% | 2.4% | 1.598% | 2.694% | 5.298%
| PDM3 |  | 2.492% | 0.09823% | -6.313% | -6.053% | -14.09% | 2.782% | 0.6574% | -10.53% | -20.17% | 1.15% | -1.188% | 1.888% | -0.2932% | 4.013% | 1.72% | -5.445% | -1.803% | 6.473% | -0.1774%
| Z-Score (Absolute) |  | 0.67 | 0.07 | 1.55 | 1.48 | 3.52 | 0.75 | 0.21 | 2.61 | 5.05 | 0.34 | 0.26 | 0.52 | 0.03 | 1.06 | 0.48 | 1.33 | 0.41 | 1.68 | 0
| Analytical results for Se in OREAS 48 (Indicative Value 0.11 ppm) | [21 empty] | Indicative
Se | Round | Replicate | Lab | Lab | Lab | Lab | Lab | Lab | Lab | Lab | Lab | Lab | Lab | Lab | Lab | Lab | Lab | Lab | Lab |  |  |  | 1
| No | No | 02 | 04 | 05 | 06 | 07 | 08 | 09 | 10 | 11 | 12 | 13 | 14 | 15 | 16 | 18 | 19 | 20 |  |  |  | ppm
|  |  | 4A*MS | 4A*MS | 4A*MS | 4A*MS | 4A*MS | 4A*OES/MS | 4A*MS | 4A*OES/MS | 4A*MS | 4A*MS | 4A*MS | 4A*MS | 4A*MS | 4A*MS | 4A*OES/MS | 4A*OES/MS | 4A*MS |  |  |  | 2
2
| 1 | 1 | 0.71 | < 1.5 | < 1 | 2 | < 1 | 0.3 | < 1 | < 2 | 1.15 | 0.099 | 0.114 | 0.093 | 0.105 | 0.085 | < 1 | < 0.5 | < 0.1 |  |  |  | 1
| 1 | 2 | 0.77 | < 1.5 | < 1 | 2 | < 1 | 0.1 | 1 | < 2 | 1.2 | 0.11 | 0.104 | 0.096 | 0.09 | 0.08 | < 1 | < 0.5 | < 0.1 |  |  |  | 4
| 1 | 3 | 0.86 | < 1.5 | < 1 | 2 | < 1 | 0.2 | 2 | < 2 | 1.13 | 0.106 | 0.116 | 0.088 | 0.091 | 0.089 | < 1 | < 0.5 | < 0.1 |  |  |  | 16
| 1 | 4 | 0.57 | < 1.5 | < 1 | 2 | < 1 | < 0.1 | 1 | < 2 | 1.14 | 0.102 | 0.087 | 0.088 | 0.091 | 0.101 | < 1 | < 0.5 | < 0.1 |  |  |  | 0.10889
| 1 | 5 | 0.9 | < 1.5 | < 1 | 2 | 1 | 0.2 | < 1 | < 2 | 1.12 | 0.109 | 0.094 | 0.121 | 0.093 | 0.076 | < 1 | < 0.5 | < 0.1 |  |  |  | 13
| 1 | 6 | 0.47 | < 1.5 | < 1 | 2 | < 1 | 0.2 | 2 | < 2 | 1.13 | 0.108 | 0.102 | 0.088 | 0.092 | 0.096 | < 1 | < 0.5 | < 0.1
| Mean |  | 0.71333 |  |  | 2 | 1 | 0.2 | 1.5 |  | 1.145 | 0.10567 | 0.10283 | 0.095667 | 0.093667 | 0.087833
| Median |  | 0.74 |  |  | 2 | 1 | 0.2 | 1.5 |  | 1.135 | 0.107 | 0.103 | 0.0905 | 0.0915 | 0.087
| Std Dev. |  | 0.16693 |  |  | 0 |  | 0.070711 | 0.57735 |  | 0.02881 | 0.0043205 | 0.011215 | 0.012848 | 0.0056451 | 0.0094956
| Rel.Std.Dev. |  | 23.4% |  |  | 0% |  | 35.36% | 38.49% |  | 2.516% | 4.089% | 10.91% | 13.43% | 6.027% | 10.81%
| PDM3 |  | 555.1% |  |  | 1737% | 818.4% | 83.67% | 1278% |  | 951.5% | -2.959% | -5.561% | -12.14% | -13.98% | -19.34%
| Z-Score (Absolute) |  | 0.36 | 0.42 | 0 | 2.55 | 0.14 | 0.55 | 1.13 | 0.85 | 1.1 | 0.67 | 0.67 | 0.69 | 0.69 | 0.7 | 0 | 0.42 | 0.76
| Analytical results for Sm in OREAS 48 (Certified Value 2.85 ppm) | [21 empty] | Certified
Sm | Round | Replicate | Lab | Lab | Lab | Lab | Lab | Lab | Lab | Lab | Lab | Lab | Lab | Lab | Lab | [7 empty] | 1
| No | No | 01 | 03 | 04 | 06 | 08 | 11 | 12 | 13 | 14 | 15 | 16 | 17 | 20 | [7 empty] | ppm
|  |  | 4A*MS | 4A*MS | 4A*MS | 4A*MS | 4A*OES/MS | 4A*MS | 4A*MS | 4A*MS | 4A*MS | 4A*MS | 4A*MS | 4A*MS | 4A*MS | [7 empty] | 2
3
| 1 | 1 | 2.6505 | 3 | 2.6603 | 3.07 | 2.5 | 2.65 | 2.99 | 3.04 | 2.88 | 3.06 | 2.89 | 2.8582 | 2.3324 | [7 empty] | 1
| 1 | 2 | 2.5259 | 2.86 | 2.6508 | 2.79 | 2.9 | 2.61 | 2.95 | 2.94 | 2.72 | 3.13 | 2.97 | 2.8796 | 2.6809 | [7 empty] | #N/A
| 1 | 3 | 2.6531 | 2.86 | 2.5609 | 3.01 | 2.7 | 2.63 | 2.95 | 2.87 | 2.86 | 3.32 | 2.9 | 2.8202 | 2.6791 | [7 empty] | 16
| 1 | 4 | 2.5582 | 2.99 | 2.7402 | 2.83 | 2.7 | 2.64 | 2.91 | 3.05 | 2.8 | 3.11 | 2.91 | 2.8062 | 2.4911 | [7 empty] | 2.8499
| 1 | 5 | 2.5575 | 2.82 | 2.5991 | 2.87 | 3 | 2.66 | 2.88 | 2.89 | 3.03 | 3.21 | 2.94 | 2.8342 | 2.4922 | [7 empty] | 104
| 1 | 6 | 2.5614 | 3.01 | 2.6424 | 2.88 | 3 | 2.63 | 2.89 | 3.02 | 2.95 | 3.01 | 3.14 | 2.8156 | 2.6203
| Mean |  | 2.5844 | 2.9233 | 2.6423 | 2.9083 | 2.8 | 2.6367 | 2.9283 | 2.9683 | 2.8733 | 3.14 | 2.9583 | 2.8357 | 2.5493
| Median |  | 2.5598 | 2.925 | 2.6466 | 2.875 | 2.8 | 2.635 | 2.93 | 2.98 | 2.87 | 3.12 | 2.925 | 2.8272 | 2.5562
| Std Dev. |  | 0.053759 | 0.085479 | 0.060801 | 0.10852 | 0.2 | 0.017512 | 0.042151 | 0.078846 | 0.10912 | 0.111 | 0.093684 | 0.028114 | 0.13631
| Rel.Std.Dev. |  | 2.08% | 2.924% | 2.301% | 3.731% | 7.143% | 0.6642% | 1.439% | 2.656% | 3.798% | 3.535% | 3.167% | 0.9914% | 5.347%
| PDM3 |  | -9.316% | 2.576% | -7.285% | 2.05% | -1.752% | -7.483% | 2.751% | 4.155% | 0.8215% | 10.18% | 3.804% | -0.5001% | -10.55%
| Z-Score (Absolute) |  | 2.29 | 0.4 | 1.83 | 0.28 | 0.58 | 1.88 | 0.44 | 0.75 | 0 | 2.12 | 0.67 | 0.3 | 2.57
| Analytical results for Sn in OREAS 48 (Certified Value 0.6 ppm) | [21 empty] | Certified
Sn | Round | Replicate | Lab | Lab | Lab | Lab | Lab | Lab | Lab | Lab | Lab | Lab | Lab | Lab | Lab | Lab | Lab | Lab | Lab | Lab |  |  | 1
| No | No | 03 | 04 | 05 | 06 | 07 | 08 | 09 | 10 | 11 | 12 | 13 | 14 | 15 | 16 | 17 | 18 | 19 | 20 |  |  | ppm
|  |  | 4A*MS | 4A*MS | 4A*MS | 4A*MS | 4A*MS | 4A*OES/MS | 4A*MS | 4A*OES/MS | 4A*MS | 4A*MS | 4A*MS | 4A*MS | 4A*MS | 4A*MS | 4A*MS | 4A*OES/MS | 4A*OES/MS | 4A*OES |  |  | 2
3
| 1 | 1 | 0.7 | 0.62649 | 0.6 | 2.96 | 0.6 | < 1 | 1.4 | 0.96 | 0.615 | 0.59 | 0.58 | 0.59 | 0.65 | 0.59 | 0.57273 | 0.7 | 0.6 | 2.8736 |  |  | 1
| 1 | 2 | 0.6 | 0.69603 | 0.6 | 2.67 | 0.6 | < 1 | 1.4 | 0.942 | 0.617 | 0.58 | 0.56 | 0.53 | 0.62 | 0.58 | 0.56966 | 0.7 | 0.6 | 2.777 |  |  | 1
| 1 | 3 | 0.6 | 0.62279 | 0.6 | 2.68 | 0.6 | < 1 | 1.3 | 0.92 | 0.611 | 0.59 | 0.58 | 0.56 | 0.63 | 0.62 | 0.58634 | 0.7 | 0.6 | 2.6585 |  |  | 16
| 1 | 4 | 0.6 | 0.58054 | 0.6 | 2.7 | 0.6 | < 1 | 1.4 | 0.94 | 0.612 | 0.58 | 0.65 | 0.6 | 0.65 | 0.65 | 0.55606 | 0.7 | 0.6 | 2.6471 |  |  | 0.59978
| 1 | 5 | 0.7 | 0.62903 | 0.6 | 2.78 | 0.7 | < 1 | 1.3 | 0.89 | 0.614 | 0.61 | 0.58 | 0.57 | 0.68 | 0.61 | 0.56083 | 0.6 | 0.6 | 3.0919 |  |  | 105
| 1 | 6 | 0.6 | 0.6348 | 0.6 | 2.73 | 0.6 | < 1 | 1.2 | 1 | 0.613 | 0.58 | 0.6 | 0.57 | 0.65 | 0.6 | 0.58958 | 0.7 | 0.6 | 2.459
| Mean |  | 0.63333 | 0.63161 | 0.6 | 2.7533 | 0.61667 |  | 1.3333 | 0.942 | 0.61367 | 0.58833 | 0.59167 | 0.57 | 0.64667 | 0.60833 | 0.57253 | 0.68333 | 0.6 | 2.7512
| Median |  | 0.6 | 0.62776 | 0.6 | 2.715 | 0.6 |  | 1.35 | 0.941 | 0.6135 | 0.585 | 0.58 | 0.57 | 0.65 | 0.605 | 0.5712 | 0.7 | 0.6 | 2.7177
| Std Dev. |  | 0.05164 | 0.037091 | 0 | 0.10875 | 0.040825 |  | 0.08165 | 0.037094 | 0.0021602 | 0.01169 | 0.031252 | 0.024495 | 0.020656 | 0.024833 | 0.0134 | 0.040825 | 0 | 0.21751
| Rel.Std.Dev. |  | 8.154% | 5.872% | 0% | 3.95% | 6.62% |  | 6.124% | 3.938% | 0.352% | 1.987% | 5.282% | 4.297% | 3.194% | 4.082% | 2.341% | 5.974% | 0% | 7.906%
| PDM3 |  | 5.594% | 5.307% | 0.03618% | 359.1% | 2.815% |  | 122.3% | 57.06% | 2.315% | -1.909% | -1.353% | -4.966% | 7.817% | 1.426% | -4.543% | 13.93% | 0.03618% | 358.7%
| Z-Score (Absolute) |  | NA | 0.37 | NA | 38.97 | NA | 2.02 | NA | 6.02 | 0.05 | 0.41 | 0.35 | 0.75 | 0.65 | 0.05 | 0.7 | NA | NA | 38.93
Results from laboratories 3, 5, 7, 9, 18 and 19 were removed due to their 0.1 ppm reading resolution.
| Analytical results for Sr in OREAS 48 (Certified Value 467 ppm) | [21 empty] | Certified
Sr | Round | Replicate | Lab | Lab | Lab | Lab | Lab | Lab | Lab | Lab | Lab | Lab | Lab | Lab | Lab | Lab | Lab | Lab | Lab | Lab | Lab |  | 1
| No | No | 01 | 03 | 04 | 05 | 06 | 07 | 08 | 09 | 10 | 11 | 12 | 13 | 14 | 15 | 16 | 17 | 18 | 19 | 20 |  | ppm
|  |  | 4A*OES | 4A*MS | 4A*MS | 4A*MS | 4A*MS | 4A*OES/MS | 4A*OES/MS | 4A*MS | 4A*OES/MS | 4A*MS | 4A*MS | 4A*MS | 4A*MS | 4A*MS | 4A*MS | 4A*MS | 4A*OES/MS | 4A*OES/MS | 4A*OES |  | 0
0
| 1 | 1 | 472.0016 | 475.5 | 449.5851 | 463 | 454.29 | 459 | 474 | 509 | 388.92 | 446 | 474 | 455 | 470 | 470 | 484 | 436.3532 | 491.3 | 493 | 454.004 |  | 1
| 1 | 2 | 466.7408 | 453.96 | 450.1996 | 466 | 444.92 | 465 | 480 | 479 | 411.9 | 441 | 468 | 454 | 467 | 461 | 485 | 439.2543 | 480.7 | 518 | 458.5214 |  | #N/A
| 1 | 3 | 471.9912 | 472.62 | 443.9393 | 468 | 453.39 | 460 | 490 | 491 | 420.58 | 444 | 477 | 452 | 468 | 468 | 488 | 434.0221 | 488.6 | 491 | 453.709 |  | 16
| 1 | 4 | 468.5968 | 452.01 | 451.3188 | 461 | 444.11 | 457 | 480 | 486 | 403.25 | 443 | 469 | 454 | 476 | 465 | 494 | 429.3646 | 478.1 | 513 | 460.5868 |  | 466.5698
| 1 | 5 | 464.5672 | 471.9 | 456.9702 | 467 | 444.82 | 458 | 485 | 507 | 412.33 | 452 | 479 | 454 | 479 | 468 | 481 | 438.5395 | 484.1 | 507 | 449.8326 |  | 106
| 1 | 6 | 465.0192 | 458.48 | 454.5473 | 467 | 452.28 | 456 | 476 | 483 | 416.54 | 445 | 464 | 456 | 480 | 455 | 487 | 427.7309 | 470.6 | 493 | 445.4679
| Mean |  | 468.1528 | 464.0783 | 451.0934 | 465.3333 | 448.9683 | 459.1667 | 480.8333 | 492.5 | 408.92 | 445.1667 | 471.8333 | 454.1667 | 473.3333 | 464.5 | 486.5 | 434.2108 | 482.2333 | 502.5 | 453.6869
| Median |  | 467.6688 | 465.19 | 450.7592 | 466.5 | 448.6 | 458.5 | 480 | 488.5 | 412.115 | 444.5 | 471.5 | 454 | 473 | 466.5 | 486 | 435.1877 | 482.4 | 500 | 453.8565
| Std Dev. |  | 3.2989 | 10.4303 | 4.4894 | 2.7325 | 4.8175 | 3.1885 | 5.8793 | 12.6452 | 11.3726 | 3.7639 | 5.7764 | 1.3292 | 5.7155 | 5.6125 | 4.4159 | 4.7807 | 7.4966 | 11.6919 | 5.5406
| Rel.Std.Dev. |  | 0.7047% | 2.248% | 0.9952% | 0.5872% | 1.073% | 0.6944% | 1.223% | 2.568% | 2.781% | 0.8455% | 1.224% | 0.2927% | 1.207% | 1.208% | 0.9077% | 1.101% | 1.555% | 2.327% | 1.221%
| PDM3 |  | 0.3393% | -0.534% | -3.317% | -0.265% | -3.773% | -1.587% | 3.057% | 5.558% | -12.36% | -4.587% | 1.128% | -2.658% | 1.45% | -0.4436% | 4.272% | -6.936% | 3.357% | 7.701% | -2.761%
| Z-Score (Absolute) |  | 0.18 | 0.02 | 0.67 | 0.04 | 0.78 | 0.27 | 0.82 | 1.41 | 2.8 | 0.97 | 0.37 | 0.52 | 0.44 | 0 | 1.11 | 1.52 | 0.89 | 1.91 | 0.54
| Analytical results for Ta in OREAS 48 (Certified Value 0.21 ppm) | [21 empty] | Certified
Ta | Round | Replicate | Lab | Lab | Lab | Lab | Lab | Lab | Lab | Lab | Lab | Lab | Lab | Lab | Lab | Lab | Lab | Lab |  |  |  |  | 1
| No | No | 03 | 04 | 05 | 06 | 07 | 08 | 09 | 10 | 12 | 13 | 14 | 15 | 16 | 17 | 18 | 19 |  |  |  |  | ppm
|  |  | 4A*MS | 4A*MS | 4A*MS | 4A*MS | 4A*MS | 4A*OES/MS | 4A*MS | 4A*OES/MS | 4A*MS | 4A*MS | 4A*MS | 4A*MS | 4A*MS | 4A*MS | 4A*OES/MS | 4A*OES/MS |  |  |  |  | 2
2
| 1 | 1 | 0.24 | 0.32256 | 0.21 | 1.74 | 0.23 | < 0.1 | 0.38 | 0.25 | 0.194 | 0.196 | 0.187 | 0.189 | 0.197 | 0.20102 | 0.22 | 0.21 |  |  |  |  | 1
| 1 | 2 | 0.23 | 0.37705 | 0.2 | 1.69 | 0.24 | < 0.1 | 0.66 | 0.31 | 0.197 | 0.194 | 0.183 | 0.188 | 0.192 | 0.20241 | 0.24 | 0.23 |  |  |  |  | 2
| 1 | 3 | 0.29 | 0.29362 | 0.2 | 1.78 | 0.25 | < 0.1 | 0.43 | 0.25 | 0.198 | 0.195 | 0.187 | 0.189 | 0.196 | 0.20322 | 0.26 | 0.22 |  |  |  |  | 16
| 1 | 4 | 0.23 | 0.3671 | 0.21 | 1.7 | 0.23 | < 0.1 | 0.27 | 0.29 | 0.197 | 0.196 | 0.188 | 0.184 | 0.196 | 0.2015 | 0.27 | 0.23 |  |  |  |  | 0.21478
| 1 | 5 | 0.22 | 0.33339 | 0.21 | 1.66 | 0.25 | 0.1 | 0.35 | 0.28 | 0.197 | 0.19 | 0.193 | 0.182 | 0.195 | 0.20453 | 0.25 | 0.23 |  |  |  |  | 107
| 1 | 6 | 0.23 | 0.29965 | 0.2 | 1.72 | 0.24 | < 0.1 | 0.41 | 0.52 | 0.195 | 0.196 | 0.182 | 0.192 | 0.194 | 0.20768 | 0.24 | 0.23
| Mean |  | 0.24 | 0.33223 | 0.205 | 1.715 | 0.24 | 0.1 | 0.41667 | 0.31667 | 0.19633 | 0.1945 | 0.18667 | 0.18733 | 0.195 | 0.20339 | 0.24667 | 0.225
| Median |  | 0.23 | 0.32798 | 0.205 | 1.71 | 0.24 | 0.1 | 0.395 | 0.285 | 0.197 | 0.1955 | 0.187 | 0.1885 | 0.1955 | 0.20282 | 0.245 | 0.23
| Std Dev. |  | 0.025298 | 0.034268 | 0.0054772 | 0.041833 | 0.0089443 |  | 0.13171 | 0.10231 | 0.0015055 | 0.0023452 | 0.0039328 | 0.0036697 | 0.0017889 | 0.0024447 | 0.017512 | 0.0083666
| Rel.Std.Dev. |  | 10.54% | 10.31% | 2.672% | 2.439% | 3.727% |  | 31.61% | 32.31% | 0.7668% | 1.206% | 2.107% | 1.959% | 0.9174% | 1.202% | 7.099% | 3.718%
| PDM3 |  | 11.74% | 54.68% | -4.555% | 698.5% | 11.74% | -53.44% | 93.99% | 47.44% | -8.59% | -9.443% | -13.09% | -12.78% | -9.211% | -5.303% | 14.84% | 4.757%
| Z-Score (Absolute) |  | 0.64 | 3 | 0.26 | 38.41 | 0.64 | 4.01 | 5.16 | 2.6 | 0.48 | 0.52 | 0.73 | 0.71 | 0.51 | 0.3 | 0.81 | 0.26
| Analytical results for Tb in OREAS 48 (Certified Value 0.33 ppm) | [21 empty] | Certified
Tb | Round | Replicate | Lab | Lab | Lab | Lab | Lab | Lab | Lab | Lab | Lab | Lab | Lab | Lab | Lab | Lab | [6 empty] | 1
| No | No | 01 | 03 | 04 | 06 | 07 | 08 | 10 | 12 | 13 | 14 | 15 | 16 | 17 | 20 | [6 empty] | ppm
|  |  | 4A*MS | 4A*MS | 4A*MS | 4A*MS | 4A*MS | 4A*OES/MS | 4A*OES/MS | 4A*MS | 4A*MS | 4A*MS | 4A*MS | 4A*MS | 4A*MS | 4A*MS | [6 empty] | 2
3
| 1 | 1 | 0.3456 | 0.34 | 0.32456 | 0.32 | 0.33 | 0.3 | 0.31 | 0.337 | 0.365 | 0.306 | 0.351 | 0.339 | 0.32114 | 0.3037 | [6 empty] | 1
| 1 | 2 | 0.3271 | 0.32 | 0.33908 | 0.32 | 0.32 | 0.4 | 0.32 | 0.326 | 0.351 | 0.305 | 0.333 | 0.332 | 0.32131 | 0.3336 | [6 empty] | 11
| 1 | 3 | 0.3436 | 0.33 | 0.3234 | 0.33 | 0.33 | 0.4 | 0.3 | 0.335 | 0.354 | 0.306 | 0.338 | 0.336 | 0.31181 | 0.3514 | [6 empty] | 16
| 1 | 4 | 0.3404 | 0.34 | 0.33778 | 0.32 | 0.32 | 0.4 | 0.3 | 0.331 | 0.368 | 0.301 | 0.34 | 0.339 | 0.32391 | 0.3276 | [6 empty] | 0.32633
| 1 | 5 | 0.3285 | 0.33 | 0.31461 | 0.32 | 0.33 | 0.4 | 0.29 | 0.34 | 0.373 | 0.311 | 0.361 | 0.329 | 0.32395 | 0.3216 | [6 empty] | 108
| 1 | 6 | 0.3379 | 0.34 | 0.3222 | 0.32 | 0.32 | 0.3 | 0.3 | 0.322 | 0.369 | 0.308 | 0.34 | 0.352 | 0.31317 | 0.3397
| Mean |  | 0.33718 | 0.33333 | 0.32694 | 0.32167 | 0.325 | 0.36667 | 0.30333 | 0.33183 | 0.36333 | 0.30617 | 0.34383 | 0.33783 | 0.31921 | 0.3296
| Median |  | 0.33915 | 0.335 | 0.32398 | 0.32 | 0.325 | 0.4 | 0.3 | 0.333 | 0.3665 | 0.306 | 0.34 | 0.3375 | 0.32122 | 0.3306
| Std Dev. |  | 0.0077453 | 0.008165 | 0.009566 | 0.0040825 | 0.0054772 | 0.05164 | 0.010328 | 0.0068532 | 0.0088242 | 0.0033116 | 0.010265 | 0.0079854 | 0.0053653 | 0.016322
| Rel.Std.Dev. |  | 2.297% | 2.449% | 2.926% | 1.269% | 1.685% | 14.08% | 3.405% | 2.065% | 2.429% | 1.082% | 2.985% | 2.364% | 1.681% | 4.952%
| PDM3 |  | 3.326% | 2.147% | 0.1873% | -1.428% | -0.407% | 12.36% | -7.047% | 1.687% | 11.34% | -6.178% | 5.364% | 3.526% | -2.18% | 1.003%
| Z-Score (Absolute) |  | 0.64 | 0.32 | 0.23 | 0.67 | 0.39 | NA | 2.23 | 0.19 | 2.87 | 1.99 | 1.21 | 0.7 | 0.88 | 0
Results from laboratory 8 were removed due to their 0.1 ppm reading resolution.
| Analytical results for Te in OREAS 48 (Indicative Value 0.031 ppm) | [21 empty] | Indicative
Te | Round | Replicate | Lab | Lab | Lab | Lab | Lab | Lab | Lab | Lab | Lab | Lab | Lab | Lab | Lab | Lab | Lab | Lab | Lab | Lab |  |  | 1
| No | No | 01 | 02 | 04 | 05 | 06 | 07 | 08 | 09 | 10 | 11 | 12 | 13 | 14 | 15 | 16 | 17 | 18 | 19 |  |  | ppm
|  |  | 4A*OES | 4A*MS | 4A*MS | 4A*MS | 4A*MS | 4A*MS | 4A*OES/MS | 4A*MS | 4A*OES/MS | 4A*MS | 4A*MS | 4A*MS | 4A*MS | 4A*MS | 4A*MS | 4A*MS | 4A*OES/MS | 4A*OES/MS |  |  | 3
3
| 1 | 1 | 18.15 | < 0.03 | < 0.2 | < 0.1 | 0.12 | < 0.05 | < 0.1 | 0.24 | < 0.05 | 0.044 | 0.015 | 0.017 | 0.019 | 0.017 | 0.018 | 0.02511 | 0.08 | 0.02 |  |  | 1
| 1 | 2 | 18.39 | < 0.03 | < 0.2 | < 0.1 | 0.12 | < 0.05 | < 0.1 | 0.2 | < 0.05 | 0.043 | 0.02 | 0.018 | 0.018 | 0.01 | 0.016 | 0.01627 | 0.1 | 0.02 |  |  | 8
| 1 | 3 | 18.75 | < 0.03 | < 0.2 | < 0.1 | 0.12 | < 0.05 | < 0.1 | 0.1 | < 0.05 | 0.048 | 0.017 | 0.017 | 0.018 | 0.011 | 0.015 | 0.01879 | 0.06 | 0.05 |  |  | 16
| 1 | 4 | 18.4 | < 0.03 | < 0.2 | < 0.1 | 0.12 | < 0.05 | < 0.1 | 0.1 | < 0.05 | 0.052 | 0.026 | 0.015 | 0.018 | 0.005 | 0.02 | 0.02006 | 0.06 | 0.04 |  |  | 0.031492
| 1 | 5 | 18.41 | < 0.03 | < 0.2 | < 0.1 | 0.12 | < 0.05 | < 0.1 | 0.19 | < 0.05 | 0.056 | 0.02 | 0.017 | 0.018 | 0.013 | 0.016 | 0.0299 | 0.06 | 0.02 |  |  | 14
| 1 | 6 | 18.01 | < 0.03 | < 0.2 | < 0.1 | 0.12 | < 0.05 | < 0.1 | 0.29 | 0.07 | 0.051 | 0.015 | 0.022 | 0.018 | 0.008 | 0.015 | 0.0266 | 0.08 | 0.02
| Mean |  | 18.3517 |  |  |  | 0.12 |  |  | 0.18667 | 0.07 | 0.049 | 0.018833 | 0.017667 | 0.018167 | 0.010667 | 0.016667 | 0.022788 | 0.073333 | 0.028333
| Median |  | 18.395 |  |  |  | 0.12 |  |  | 0.195 | 0.07 | 0.0495 | 0.0185 | 0.017 | 0.018 | 0.0105 | 0.016 | 0.022585 | 0.07 | 0.02
| Std Dev. |  | 0.25428 |  |  |  | 0 |  |  | 0.075807 |  | 0.00498 | 0.0041673 | 0.0023381 | 0.00040825 | 0.0041312 | 0.0019664 | 0.0052233 | 0.01633 | 0.013292
| Rel.Std.Dev. |  | 1.386% |  |  |  | 0% |  |  | 40.61% |  | 10.16% | 22.13% | 13.23% | 2.247% | 38.73% | 11.8% | 22.92% | 22.27% | 46.91%
| PDM3 |  | 58174% |  |  |  | 281% |  |  | 492.7% | 122.3% | 55.59% | -40.2% | -43.9% | -42.31% | -66.13% | -47.08% | -27.64% | 132.9% | -10.03%
| Z-Score (Absolute) |  | 726.72 | 0.61 | 2.76 | 0.78 | 3.55 | 0.21 | 0.78 | 6.2 | 0.08 | 0.74 | 0.46 | 0.51 | 0.49 | 0.78 | 0.55 | 0.3 | 1.7 | 0.08
| Analytical results for Th in OREAS 48 (Certified Value 2.42 ppm) | [21 empty] | Certified
Th | Round | Replicate | Lab | Lab | Lab | Lab | Lab | Lab | Lab | Lab | Lab | Lab | Lab | Lab | Lab | Lab | Lab | Lab | Lab | Lab |  |  | 1
| No | No | 03 | 04 | 05 | 06 | 07 | 08 | 09 | 10 | 11 | 12 | 13 | 14 | 15 | 16 | 17 | 18 | 19 | 20 |  |  | ppm
|  |  | 4A*MS | 4A*MS | 4A*MS | 4A*MS | 4A*MS | 4A*OES/MS | 4A*MS | 4A*OES/MS | 4A*MS | 4A*MS | 4A*MS | 4A*MS | 4A*MS | 4A*MS | 4A*MS | 4A*OES/MS | 4A*OES/MS | 4A*MS |  |  | 2
3
| 1 | 1 | 2.49 | 2.27 | 2.58 | 2.55 | 2.51 | 2.3 | 0.4 | 1.99 | 1.62 | 2.26 | 2.57 | 2.11 | 2.43 | 2.49 | 2.432 | 2.5 | 2.6 | 2.1067 |  |  | 1
| 1 | 2 | 2.46 | 2.3219 | 2.5 | 2.73 | 2.55 | 2.7 | 0.4 | 2.21 | 1.64 | 2.37 | 2.32 | 2.1 | 2.33 | 2.51 | 2.3497 | 2.5 | 2.8 | 2.6446 |  |  | #N/A
| 1 | 3 | 2.49 | 2.4003 | 2.61 | 2.63 | 2.54 | 2.8 | 0.4 | 2.04 | 1.53 | 2.26 | 2.31 | 2.12 | 2.42 | 2.6 | 2.4045 | 2.5 | 2.8 | 2.2047 |  |  | 16
| 1 | 4 | 2.53 | 2.4435 | 2.6 | 2.46 | 2.31 | 2.7 | 0.4 | 1.89 | 1.54 | 2.28 | 2.41 | 2.09 | 2.28 | 2.46 | 2.3821 | 2.5 | 2.8 | 2.3385 |  |  | 2.4231
| 1 | 5 | 2.47 | 2.2968 | 2.58 | 2.83 | 2.53 | 2.8 | 0.4 | 1.86 | 1.59 | 2.28 | 2.43 | 2.2 | 2.39 | 2.48 | 2.3412 | 2.4 | 2.6 | 2.1801 |  |  | 109
| 1 | 6 | 2.49 | 2.2316 | 2.51 | 2.52 | 2.31 | 2.7 | 0.4 | 2.18 | 1.58 | 2.19 | 2.45 | 2.16 | 2.28 | 2.78 | 2.3609 | 2.5 | 2.8 | 2.2998
| Mean |  | 2.4883 | 2.3274 | 2.5633 | 2.62 | 2.4583 | 2.6667 | 0.4 | 2.0283 | 1.5833 | 2.2733 | 2.415 | 2.13 | 2.355 | 2.5533 | 2.3784 | 2.4833 | 2.7333 | 2.2957
| Median |  | 2.49 | 2.3094 | 2.58 | 2.59 | 2.52 | 2.7 | 0.4 | 2.015 | 1.585 | 2.27 | 2.42 | 2.115 | 2.36 | 2.5 | 2.3715 | 2.5 | 2.8 | 2.2523
| Std Dev. |  | 0.024014 | 0.080303 | 0.046762 | 0.13914 | 0.11566 | 0.18619 | 6.0809e-17 | 0.14497 | 0.043205 | 0.05785 | 0.095446 | 0.041952 | 0.06775 | 0.12127 | 0.03489 | 0.040825 | 0.10328 | 0.19023
| Rel.Std.Dev. |  | 0.9651% | 3.45% | 1.824% | 5.311% | 4.705% | 6.982% | 1.52e-14% | 7.147% | 2.729% | 2.545% | 3.952% | 1.97% | 2.877% | 4.75% | 1.467% | 1.644% | 3.779% | 8.286%
| PDM3 |  | 2.692% | -3.952% | 5.787% | 8.125% | 1.453% | 10.05% | -83.49% | -16.29% | -34.66% | -6.181% | -0.3348% | -12.1% | -2.811% | 5.374% | -1.845% | 2.485% | 12.8% | -5.257%
| Z-Score (Absolute) |  | 0.44 | 0.33 | 0.8 | 1.08 | 0.3 | 1.3 | 9.62 | 1.77 | 3.92 | 0.59 | 0.09 | 1.28 | 0.2 | 0.75 | 0.09 | 0.42 | 1.62 | 0.49
| Analytical results for Ti in OREAS 48 (Certified Value 0.318 wt.%) | [21 empty] | Certified
Ti | Round | Replicate | Lab | Lab | Lab | Lab | Lab | Lab | Lab | Lab | Lab | Lab | Lab | Lab | Lab | Lab | Lab | Lab | Lab | Lab | Lab |  | 1
| No | No | 01 | 03 | 04 | 05 | 06 | 07 | 08 | 09 | 10 | 11 | 12 | 13 | 14 | 15 | 16 | 17 | 18 | 19 | 20 |  | wt.%
|  |  | 4A*OES | 4A*OES | 4A*MS | 4A*OES | 4A*MS | 4A*OES/MS | 4A*OES/MS | 4A*OES | 4A*OES/MS | 4A*MS | 4A*MS | 4A*MS | 4A*MS | 4A*MS | 4A*MS | 4A*MS | 4A*OES/MS | 4A*OES/MS | 4A*OES |  | 3
3
| 1 | 1 | 0.31462 | 0.3164 | 0.31374 | 0.319 | 0.79 | 0.309 | 0.133 | 0.32 | 0.3 | 0.33 | 0.337 | 0.317 | 0.32 | 0.332 | 0.326 | 0.30885 | 0.32 | 0.31 | 0.311 |  | 1
| 1 | 2 | 0.3119 | 0.3261 | 0.31605 | 0.319 | 0.73 | 0.312 | 0.116 | 0.3 | 0.3 | 0.3306 | 0.337 | 0.315 | 0.317 | 0.323 | 0.325 | 0.31133 | 0.32 | 0.33 | 0.31213 |  | #N/A
| 1 | 3 | 0.31968 | 0.3142 | 0.31593 | 0.319 | 0.76 | 0.309 | 0.208 | 0.31 | 0.3 | 0.3315 | 0.331 | 0.315 | 0.323 | 0.332 | 0.325 | 0.31133 | 0.32 | 0.31 | 0.31013 |  | 16
| 1 | 4 | 0.31413 | 0.3284 | 0.31732 | 0.32 | 0.74 | 0.308 | 0.0867 | 0.3 | 0.3 | 0.3312 | 0.337 | 0.32 | 0.323 | 0.327 | 0.331 | 0.30164 | 0.32 | 0.3 | 0.31453 |  | 0.31843
| 1 | 5 | 0.31387 | 0.3279 | 0.31677 | 0.32 | 0.73 | 0.309 | 0.3 | 0.3 | 0.3 | 0.3299 | 0.333 | 0.317 | 0.33 | 0.332 | 0.321 | 0.31349 | 0.32 | 0.31 | 0.30328 |  | 110
| 1 | 6 | 0.31273 | 0.3237 | 0.31393 | 0.319 | 0.76 | 0.305 | 0.13 | 0.3 | 0.29 | 0.3301 | 0.326 | 0.321 | 0.329 | 0.323 | 0.328 | 0.30982 | 0.32 | 0.31 | 0.30039
| Mean |  | 0.31449 | 0.32278 | 0.31562 | 0.31933 | 0.75167 | 0.30867 | 0.16228 | 0.305 | 0.29833 | 0.33055 | 0.3335 | 0.3175 | 0.32367 | 0.32817 | 0.326 | 0.30941 | 0.32 | 0.31167 | 0.30858
| Median |  | 0.314 | 0.3249 | 0.31599 | 0.319 | 0.75 | 0.309 | 0.1315 | 0.3 | 0.3 | 0.33035 | 0.335 | 0.317 | 0.323 | 0.3295 | 0.3255 | 0.31057 | 0.32 | 0.31 | 0.31057
| Std Dev. |  | 0.0027303 | 0.0060661 | 0.0014751 | 0.0005164 | 0.023166 | 0.0022509 | 0.078499 | 0.0083666 | 0.0040825 | 0.00067157 | 0.0044609 | 0.00251 | 0.0050465 | 0.004446 | 0.0033466 | 0.0041214 | 0 | 0.0098319 | 0.005504
| Rel.Std.Dev. |  | 0.8682% | 1.879% | 0.4674% | 0.1617% | 3.082% | 0.7292% | 48.37% | 2.743% | 1.368% | 0.2032% | 1.338% | 0.7905% | 1.559% | 1.355% | 1.027% | 1.332% | 0% | 3.155% | 1.784%
| PDM3 |  | -1.239% | 1.366% | -0.8824% | 0.2827% | 136.1% | -3.067% | -49.04% | -4.219% | -6.312% | 3.805% | 4.732% | -0.2931% | 1.643% | 3.057% | 2.376% | -2.834% | 0.492% | -2.125% | -3.095%
| Z-Score (Absolute) |  | 0.32 | 0.35 | 0.23 | 0.07 | 35.22 | 0.79 | 12.69 | 1.09 | NA | 0.99 | 1.23 | 0.07 | 0.43 | 0.79 | 0.62 | 0.73 | 0.13 | 0.55 | 0.8
Results from laboratory 10 were removed due to their 0.01 wt.% reading resolution.
| Analytical results for Tl in OREAS 48 (Certified Value 0.18 ppm) | [21 empty] | Certified
Tl | Round | Replicate | Lab | Lab | Lab | Lab | Lab | Lab | Lab | Lab | Lab | Lab | Lab | Lab | Lab | Lab | Lab | Lab | Lab | Lab | Lab | Lab | 1
| No | No | 01 | 02 | 03 | 04 | 05 | 06 | 07 | 08 | 09 | 10 | 11 | 12 | 13 | 14 | 15 | 16 | 17 | 18 | 19 | 20 | ppm
|  |  | 4A*MS | 4A*MS | 4A*MS | 4A*MS | 4A*MS | 4A*MS | 4A*MS | 4A*OES/MS | 4A*MS | 4A*OES/MS | 4A*MS | 4A*MS | 4A*MS | 4A*MS | 4A*MS | 4A*MS | 4A*MS | 4A*OES/MS | 4A*OES/MS | 4A*MS | 2
3
| 1 | 1 | 0.1735 | 0.197 | 0.19 | 0.19689 | 0.21 | 0.19 | 0.19 | 0.18 | 0.03 | 0.16 | 0.162 | 0.168 | 0.18 | 0.18 | 0.175 | 0.187 | 0.19121 | 0.19 | 0.25 | 0.1896 | 1
| 1 | 2 | 0.165 | 0.188 | 0.19 | 0.21755 | 0.2 | 0.2 | 0.19 | 0.18 | < 0.02 | 0.16 | 0.158 | 0.169 | 0.173 | 0.182 | 0.175 | 0.18 | 0.1894 | 0.18 | 0.26 | 0.2199 | #N/A
| 1 | 3 | 0.1763 | 0.198 | 0.2 | 0.21498 | 0.2 | 0.2 | 0.19 | 0.19 | < 0.02 | 0.16 | 0.162 | 0.17 | 0.176 | 0.156 | 0.178 | 0.181 | 0.18918 | 0.19 | 0.27 | 0.2007 | 16
| 1 | 4 | 0.1671 | 0.177 | 0.19 | 0.21388 | 0.2 | 0.2 | 0.19 | 0.2 | < 0.02 | 0.17 | 0.161 | 0.17 | 0.172 | 0.182 | 0.172 | 0.185 | 0.19174 | 0.19 | 0.25 | 0.2023 | 0.18454
| 1 | 5 | 0.1791 | 0.188 | 0.2 | 0.22016 | 0.2 | 0.2 | 0.2 | 0.19 | < 0.02 | 0.16 | 0.167 | 0.175 | 0.179 | 0.165 | 0.18 | 0.18 | 0.19116 | 0.19 | 0.24 | 0.1923 | 111
| 1 | 6 | 0.165 | 0.184 | 0.19 | 0.20208 | 0.2 | 0.19 | 0.18 | 0.19 | < 0.02 | 0.18 | 0.16 | 0.166 | 0.179 | 0.159 | 0.175 | 0.187 | 0.19006 | 0.19 | 0.24 | 0.1935
| Mean |  | 0.171 | 0.18867 | 0.19333 | 0.21092 | 0.20167 | 0.19667 | 0.19 | 0.18833 | 0.03 | 0.165 | 0.16167 | 0.16967 | 0.1765 | 0.17067 | 0.17583 | 0.18333 | 0.19046 | 0.18833 | 0.25167 | 0.19972
| Median |  | 0.1703 | 0.188 | 0.19 | 0.21443 | 0.2 | 0.2 | 0.19 | 0.19 | 0.03 | 0.16 | 0.1615 | 0.1695 | 0.1775 | 0.1725 | 0.175 | 0.183 | 0.19061 | 0.19 | 0.25 | 0.1971
| Std Dev. |  | 0.0061182 | 0.0079415 | 0.005164 | 0.0092685 | 0.0040825 | 0.005164 | 0.0063246 | 0.0075277 |  | 0.0083666 | 0.0030111 | 0.0030111 | 0.0033912 | 0.012061 | 0.0027869 | 0.0033862 | 0.0010595 | 0.0040825 | 0.01169 | 0.011054
| Rel.Std.Dev. |  | 3.578% | 4.209% | 2.671% | 4.394% | 2.024% | 2.626% | 3.329% | 3.997% |  | 5.071% | 1.863% | 1.775% | 1.921% | 7.067% | 1.585% | 1.847% | 0.5563% | 2.168% | 4.645% | 5.535%
| PDM3 |  | -7.338% | 2.235% | 4.764% | 14.3% | 9.279% | 6.57% | 2.957% | 2.054% | -83.74% | -10.59% | -12.4% | -8.061% | -4.358% | -7.519% | -4.719% | -0.6552% | 3.206% | 2.054% | 36.37% | 8.223%
| Z-Score (Absolute) |  | 0.96 | 0.02 | 0.28 | 1.25 | 0.74 | 0.46 | 0.09 | 0 | 9.7 | 1.29 | 1.48 | 1.03 | 0.66 | 0.98 | 0.69 | 0.28 | 0.12 | 0 | 3.51 | 0.63
| Analytical results for Tm in OREAS 48 (Certified Value 0.15 ppm) | [21 empty] | Certified
Tm | Round | Replicate | Lab | Lab | Lab | Lab | Lab | Lab | Lab | Lab | Lab | Lab | Lab | Lab | [8 empty] | 1
| No | No | 01 | 03 | 04 | 06 | 08 | 12 | 13 | 14 | 15 | 16 | 17 | 20 | [8 empty] | ppm
|  |  | 4A*MS | 4A*MS | 4A*MS | 4A*MS | 4A*OES/MS | 4A*MS | 4A*MS | 4A*MS | 4A*MS | 4A*MS | 4A*MS | 4A*MS | [8 empty] | 2
3
| 1 | 1 | 0.1427 | 0.15 | 0.15488 | 0.14 | 0.1 | 0.151 | 0.169 | 0.141 | 0.148 | 0.151 | 0.15386 | 0.1251 | [8 empty] | 1
| 1 | 2 | 0.1421 | 0.15 | 0.15068 | 0.14 | 0.2 | 0.147 | 0.161 | 0.152 | 0.136 | 0.144 | 0.15335 | 0.1296 | [8 empty] | 12
| 1 | 3 | 0.1468 | 0.15 | 0.14379 | 0.13 | 0.2 | 0.157 | 0.168 | 0.136 | 0.141 | 0.147 | 0.14606 | 0.1456 | [8 empty] | 16
| 1 | 4 | 0.137 | 0.15 | 0.1567 | 0.14 | 0.2 | 0.153 | 0.161 | 0.147 | 0.144 | 0.148 | 0.15329 | 0.1292 | [8 empty] | 0.14676
| 1 | 5 | 0.133 | 0.15 | 0.14779 | 0.15 | 0.2 | 0.151 | 0.162 | 0.141 | 0.146 | 0.148 | 0.14964 | 0.1296 | [8 empty] | 112
| 1 | 6 | 0.1348 | 0.15 | 0.14991 | 0.13 | 0.2 | 0.146 | 0.17 | 0.148 | 0.144 | 0.155 | 0.14871 | 0.139
| Mean |  | 0.1394 | 0.15 | 0.15062 | 0.13833 | 0.18333 | 0.15083 | 0.16517 | 0.14417 | 0.14317 | 0.14883 | 0.15082 | 0.13302
| Median |  | 0.13955 | 0.15 | 0.15029 | 0.14 | 0.2 | 0.151 | 0.165 | 0.144 | 0.144 | 0.148 | 0.15147 | 0.1296
| Std Dev. |  | 0.005307 | 0 | 0.0046987 | 0.0075277 | 0.040825 | 0.0040208 | 0.0042622 | 0.0058452 | 0.0042151 | 0.0037639 | 0.00317 | 0.0076776
| Rel.Std.Dev. |  | 3.807% | 0% | 3.12% | 5.442% | 22.27% | 2.666% | 2.581% | 4.054% | 2.944% | 2.529% | 2.102% | 5.772%
| PDM3 |  | -5.015% | 2.208% | 2.633% | -5.742% | 24.92% | 2.776% | 12.54% | -1.767% | -2.448% | 1.413% | 2.765% | -9.364%
| Z-Score (Absolute) |  | 1.36 | 0.17 | 0.26 | 1.52 | NA | 0.29 | 2.36 | 0.67 | 0.82 | 0 | 0.29 | 2.29
Results from laboratory 8 were removed due to their 0.1 ppm reading resolution.
| Analytical results for U in OREAS 48 (Certified Value 0.48 ppm) | [21 empty] | Certified
U | Round | Replicate | Lab | Lab | Lab | Lab | Lab | Lab | Lab | Lab | Lab | Lab | Lab | Lab | Lab | Lab | Lab | Lab | Lab | Lab | Lab | Lab | 1
| No | No | 01 | 02 | 03 | 04 | 05 | 06 | 07 | 08 | 09 | 10 | 11 | 12 | 13 | 14 | 15 | 16 | 17 | 18 | 19 | 20 | ppm
|  |  | 4A*MS | 4A*MS | 4A*MS | 4A*MS | 4A*MS | 4A*MS | 4A*MS | 4A*OES/MS | 4A*MS | 4A*OES/MS | 4A*MS | 4A*MS | 4A*MS | 4A*MS | 4A*MS | 4A*MS | 4A*MS | 4A*OES/MS | 4A*OES/MS | 4A*MS | 2
3
| 1 | 1 | 0.4569 | 0.51 | 0.53 | < 0.5 | 0.5 | 0.44 | 0.51 | 0.5 | 4.01 | 0.42 | 0.38 | 0.45 | 0.501 | 0.437 | 0.498 | 0.48 | 0.49255 | 0.5 | 0.523 | 0.6158 | 1
| 1 | 2 | 0.4865 | 0.51 | 0.51 | < 0.5 | 0.49 | 0.42 | 0.51 | 0.5 | 4.08 | 0.47 | 0.37 | 0.442 | 0.484 | 0.442 | 0.492 | 0.486 | 0.48269 | 0.5 | 0.554 | 0.6072 | #N/A
| 1 | 3 | 0.4671 | 0.51 | 0.52 | < 0.5 | 0.49 | 0.44 | 0.52 | 0.5 | 4.01 | 0.43 | 0.36 | 0.457 | 0.452 | 0.487 | 0.516 | 0.487 | 0.47189 | 0.5 | 0.509 | 0.6882 | 16
| 1 | 4 | 0.4841 | 0.48 | 0.55 | < 0.5 | 0.48 | 0.45 | 0.51 | 0.5 | 3.95 | 0.42 | 0.34 | 0.444 | 0.482 | 0.423 | 0.489 | 0.487 | 0.48482 | 0.5 | 0.515 | 0.6183 | 0.48364
| 1 | 5 | 0.4381 | 0.5 | 0.55 | < 0.5 | 0.5 | 0.44 | 0.51 | 0.5 | 4.34 | 0.42 | 0.4 | 0.462 | 0.481 | 0.525 | 0.517 | 0.501 | 0.498 | 0.5 | 0.52 | 0.6373 | 113
| 1 | 6 | 0.4501 | 0.5 | 0.52 | < 0.5 | 0.49 | 0.41 | 0.49 | 0.5 | 4.24 | 0.44 | 0.39 | 0.432 | 0.488 | 0.506 | 0.496 | 0.53 | 0.48786 | 0.5 | 0.54 | 0.6502
| Mean |  | 0.4638 | 0.50167 | 0.53 |  | 0.49167 | 0.43333 | 0.50833 | 0.5 | 4.105 | 0.43333 | 0.37333 | 0.44783 | 0.48133 | 0.47 | 0.50133 | 0.49517 | 0.4863 | 0.5 | 0.52683 | 0.63617
| Median |  | 0.462 | 0.505 | 0.525 |  | 0.49 | 0.44 | 0.51 | 0.5 | 4.045 | 0.425 | 0.375 | 0.447 | 0.483 | 0.4645 | 0.497 | 0.487 | 0.48634 | 0.5 | 0.5215 | 0.6278
| Std Dev. |  | 0.019152 | 0.01169 | 0.016733 |  | 0.0075277 | 0.015055 | 0.0098319 | 0 | 0.15241 | 0.019664 | 0.021602 | 0.010852 | 0.01612 | 0.041694 | 0.01216 | 0.018411 | 0.0089583 | 0 | 0.016916 | 0.029929
| Rel.Std.Dev. |  | 4.129% | 2.33% | 3.157% |  | 1.531% | 3.474% | 1.934% | 0% | 3.713% | 4.538% | 5.786% | 2.423% | 3.349% | 8.871% | 2.426% | 3.718% | 1.842% | 0% | 3.211% | 4.705%
| PDM3 |  | -4.102% | 3.728% | 9.586% |  | 1.66% | -10.4% | 5.106% | 3.383% | 748.8% | -10.4% | -22.81% | -7.403% | -0.4766% | -2.82% | 3.659% | 2.384% | 0.5507% | 3.383% | 8.931% | 31.54%
| Z-Score (Absolute) |  | 0.54 | 0.27 | 0.88 | 5.11 | 0.06 | 1.19 | 0.41 | NA | 77.37 | 1.19 | 2.47 | 0.88 | 0.16 | 0.41 | 0.26 | 0.13 | 0.06 | NA | 0.81 | 3.15
Results from laboratories 8 and 18 were removed due to their 0.1 ppm reading resolution.
| Analytical results for V in OREAS 48 (Certified Value 111 ppm) | [21 empty] | Certified
V | Round | Replicate | Lab | Lab | Lab | Lab | Lab | Lab | Lab | Lab | Lab | Lab | Lab | Lab | Lab | Lab | Lab | Lab | Lab | Lab | Lab | Lab | 1
| No | No | 01 | 02 | 03 | 04 | 05 | 06 | 07 | 08 | 09 | 10 | 11 | 12 | 13 | 14 | 15 | 16 | 17 | 18 | 19 | 20 | ppm
|  |  | 4A*OES | 4A*MS | 4A*OES | 4A*MS | 4A*OES | 4A*MS | 4A*OES/MS | 4A*OES/MS | 4A*MS | 4A*OES/MS | 4A*MS | 4A*MS | 4A*MS | 4A*MS | 4A*MS | 4A*MS | 4A*MS | 4A*OES/MS | 4A*OES/MS | 4A*OES | 0
0
| 1 | 1 | 97.7406 | 112 | 112 | 108.4537 | 109 | 114 | 109 | 56 | 121 | 95.62 | 3305 | 116.5 | 110.5 | 108 | 111.5 | 114 | 110.4166 | 110 | 105 | 111.9757 | 1
| 1 | 2 | 98.116 | 110 | 111 | 109.588 | 107 | 112 | 111 | 52 | 113 | 90.77 | 3306 | 116 | 109 | 107.5 | 110 | 110.5 | 111.5142 | 108 | 113 | 113.3854 | #N/A
| 1 | 3 | 96.879 | 110 | 104 | 108.8565 | 109 | 112 | 109 | 84 | 116 | 97.49 | 3295 | 114 | 109.5 | 106.5 | 113 | 111 | 110.1313 | 110 | 109 | 111.3136 | 16
| 1 | 4 | 96.2026 | 109 | 114 | 110.4105 | 110 | 112 | 109 | 45 | 112 | 94.98 | 3298 | 115.5 | 111 | 109 | 112.5 | 116.5 | 107.625 | 108 | 107 | 113.9835 | 110.9035
| 1 | 5 | 96.3534 | 110 | 114 | 110.2016 | 108 | 112 | 110 | 92 | 118 | 88.98 | 3299 | 115 | 112 | 112 | 111 | 109.5 | 111.2677 | 108 | 110 | 110.865 | 114
| 1 | 6 | 96.9451 | 111 | 114 | 109.1125 | 107 | 112 | 109 | 53 | 113 | 95.6 | 3304 | 113 | 112 | 108.5 | 109 | 116 | 110.6545 | 109 | 104 | 108.5796
| Mean |  | 97.0395 | 110.3333 | 111.5 | 109.4371 | 108.3333 | 112.3333 | 109.5 | 63.6667 | 115.5 | 93.9067 | 3301.1667 | 115 | 110.6667 | 108.5833 | 111.1667 | 112.9167 | 110.2682 | 108.8333 | 108 | 111.6838
| Median |  | 96.912 | 110 | 113 | 109.3502 | 108.5 | 112 | 109 | 54.5 | 114.5 | 95.29 | 3301.5 | 115.25 | 110.75 | 108.25 | 111.25 | 112.5 | 110.5356 | 108.5 | 108 | 111.6447
| Std Dev. |  | 0.7558 | 1.0328 | 3.8859 | 0.76996 | 1.2111 | 0.8165 | 0.83666 | 19.3563 | 3.5071 | 3.2835 | 4.446 | 1.3038 | 1.2517 | 1.8819 | 1.5055 | 2.9903 | 1.3948 | 0.98319 | 3.3466 | 1.9346
| Rel.Std.Dev. |  | 0.7789% | 0.9361% | 3.485% | 0.7036% | 1.118% | 0.7269% | 0.7641% | 30.4% | 3.036% | 3.497% | 0.1347% | 1.134% | 1.131% | 1.733% | 1.354% | 2.648% | 1.265% | 0.9034% | 3.099% | 1.732%
| PDM3 |  | -12.5% | -0.5141% | 0.5379% | -1.322% | -2.317% | 1.289% | -1.266% | -42.59% | 4.145% | -15.33% | 2877% | 3.694% | -0.2135% | -2.092% | 0.2373% | 1.815% | -0.5728% | -1.867% | -2.618% | 0.7036%
| Z-Score (Absolute) |  | 4.85 | 0.01 | 0.44 | 0.32 | 0.72 | 0.74 | 0.29 | 17.07 | 1.9 | 6 | 1167.81 | 1.72 | 0.13 | 0.63 | 0.32 | 0.96 | 0.01 | 0.54 | 0.84 | 0.51
| Analytical results for W in OREAS 48 (Certified Value 0.6 ppm) | [21 empty] | Certified
W | Round | Replicate | Lab | Lab | Lab | Lab | Lab | Lab | Lab | Lab | Lab | Lab | Lab | Lab | Lab | Lab | Lab | Lab | Lab | Lab |  |  | 1
| No | No | 03 | 04 | 05 | 06 | 07 | 08 | 09 | 10 | 11 | 12 | 13 | 14 | 15 | 16 | 17 | 18 | 19 | 20 |  |  | ppm
|  |  | 4A*MS | 4A*MS | 4A*MS | 4A*MS | 4A*MS | 4A*OES/MS | 4A*MS | 4A*OES/MS | 4A*MS | 4A*MS | 4A*MS | 4A*MS | 4A*MS | 4A*MS | 4A*MS | 4A*OES/MS | 4A*OES/MS | 4A*OES |  |  | 2
3
| 1 | 1 | 0.7 | 0.69893 | 0.7 | 3.52 | 0.6 | < 0.1 | 2.49 | 0.66 | 0.518 | 0.548 | 0.586 | 0.551 | 0.605 | 0.575 | 0.61316 | 0.7 | 0.9 | 1.5053 |  |  | 1
| 1 | 2 | 0.7 | 0.72667 | 0.6 | 3.68 | 0.6 | < 0.1 | 2.15 | 0.71 | 0.514 | 0.57 | 0.626 | 0.76 | 0.578 | 0.56 | 0.58053 | 0.7 | 0.7 | 2.5006 |  |  | #N/A
| 1 | 3 | 0.7 | 0.69984 | 0.6 | 3.56 | 0.7 | < 0.1 | 3.52 | 0.74 | 0.512 | 0.571 | 0.571 | 0.592 | 0.621 | 0.591 | 1.0034 | 0.7 | 0.6 | 2.7066 |  |  | 16
| 1 | 4 | 0.7 | 0.70297 | 0.6 | 3.57 | 0.6 | < 0.1 | 1.52 | 0.62 | 0.511 | 0.592 | 0.585 | 0.566 | 0.59 | 0.606 | 0.6079 | 0.7 | 0.7 | 2.3217 |  |  | 0.60447
| 1 | 5 | 0.6 | 0.67611 | 0.6 | 3.65 | 0.7 | 0.3 | 1.69 | 0.62 | 0.518 | 0.569 | 0.608 | 0.666 | 0.593 | 0.587 | 0.61252 | 0.7 | 0.6 | 1.1204 |  |  | 115
| 1 | 6 | 0.7 | 0.69821 | 0.6 | 3.65 | 0.6 | < 0.1 | 1.84 | 0.68 | 0.51 | 0.543 | 0.649 | 0.577 | 0.603 | 0.64 | 0.59961 | 0.7 | 0.6 | 2.611
| Mean |  | 0.68333 | 0.70046 | 0.61667 | 3.605 | 0.63333 | 0.3 | 2.2017 | 0.67167 | 0.51383 | 0.5655 | 0.60417 | 0.61867 | 0.59833 | 0.59317 | 0.66952 | 0.7 | 0.68333 | 2.1276
| Median |  | 0.7 | 0.69938 | 0.6 | 3.61 | 0.6 | 0.3 | 1.995 | 0.67 | 0.513 | 0.5695 | 0.597 | 0.5845 | 0.598 | 0.589 | 0.61021 | 0.7 | 0.65 | 2.4112
| Std Dev. |  | 0.040825 | 0.016087 | 0.040825 | 0.063482 | 0.05164 |  | 0.73227 | 0.048339 | 0.0034881 | 0.017762 | 0.029322 | 0.080019 | 0.014774 | 0.02768 | 0.16401 | 1.2162e-16 | 0.1169 | 0.65535
| Rel.Std.Dev. |  | 5.974% | 2.297% | 6.62% | 1.761% | 8.154% |  | 33.26% | 7.197% | 0.6788% | 3.141% | 4.853% | 12.93% | 2.469% | 4.666% | 24.5% | 1.737e-14% | 17.11% | 30.8%
| PDM3 |  | 13.05% | 15.88% | 2.017% | 496.4% | 4.774% | -50.37% | 264.2% | 11.12% | -14.99% | -6.448% | -0.05085% | 2.348% | -1.016% | -1.871% | 10.76% | 15.8% | 13.05% | 252%
| Z-Score (Absolute) |  | NA | 1.04 | NA | 37.88 | NA | 6.68 | 20.08 | 0.67 | 1.33 | 0.67 | 0.18 | 0 | 0.26 | 0.32 | 0.64 | NA | NA | 19.14
Results from laboratories 3, 5, 7, 18 and 19 were removed due to their 0.1 ppm reading resolution.
| Analytical results for Y in OREAS 48 (Certified Value 10.1 ppm) | [21 empty] | Certified
Y | Round | Replicate | Lab | Lab | Lab | Lab | Lab | Lab | Lab | Lab | Lab | Lab | Lab | Lab | Lab | Lab | Lab | Lab | Lab | Lab | Lab |  | 1
| No | No | 01 | 03 | 04 | 05 | 06 | 07 | 08 | 09 | 10 | 11 | 12 | 13 | 14 | 15 | 16 | 17 | 18 | 19 | 20 |  | ppm
|  |  | 4A*MS | 4A*MS | 4A*MS | 4A*MS | 4A*MS | 4A*MS | 4A*OES/MS | 4A*MS | 4A*OES/MS | 4A*MS | 4A*MS | 4A*MS | 4A*MS | 4A*MS | 4A*MS | 4A*MS | 4A*OES/MS | 4A*OES/MS | 4A*MS |  | 1
2
| 1 | 1 | 8.8809 | 10.08 | 9.0887 | 10.2 | 9.83 | 10.4 | 9.4 | 10.5 | 9.09 | 9.21 | 10.55 | 10.4 | 9.53 | 10.85 | 10.15 | 10.4814 | 10 | 10.3 | 9.5978 |  | 1
| 1 | 2 | 8.4857 | 9.96 | 9.0712 | 10.2 | 9.74 | 10.3 | 10.3 | 9.89 | 9.24 | 9.17 | 10.5 | 10.3 | 9.42 | 10.4 | 10.25 | 10.4568 | 9.8 | 11.1 | 9.7258 |  | #N/A
| 1 | 3 | 8.4939 | 10.18 | 9.0077 | 10.1 | 9.9 | 10.5 | 10.5 | 9.97 | 8.38 | 9.16 | 10.4 | 10.2 | 9.58 | 10.8 | 10.25 | 10.0917 | 9.7 | 10.5 | 10.9265 |  | 16
| 1 | 4 | 8.8052 | 10.25 | 9.1614 | 10.1 | 9.76 | 10.3 | 10 | 9.97 | 8.52 | 9.19 | 10.4 | 10.5 | 9.67 | 10.6 | 10.45 | 10.0038 | 9.7 | 10.9 | 10.1286 |  | 10.1456
| 1 | 5 | 8.343 | 10.36 | 9.0835 | 10.6 | 9.66 | 10.5 | 10.2 | 10.4 | 8.11 | 9.24 | 10.45 | 10.35 | 10.2 | 10.7 | 10.2 | 10.3604 | 9.7 | 10.7 | 10.0332 |  | 116
| 1 | 6 | 8.453 | 10.38 | 9.0742 | 10.2 | 9.67 | 10.2 | 10.1 | 9.84 | 8.65 | 9.18 | 10.25 | 10.45 | 9.89 | 10.55 | 10.9 | 10.381 | 10.2 | 10.5 | 9.9588
| Mean |  | 8.577 | 10.2017 | 9.0811 | 10.2333 | 9.76 | 10.3667 | 10.0833 | 10.095 | 8.665 | 9.1917 | 10.425 | 10.3667 | 9.715 | 10.65 | 10.3667 | 10.2958 | 9.85 | 10.6667 | 10.0618
| Median |  | 8.4898 | 10.215 | 9.0789 | 10.2 | 9.75 | 10.35 | 10.15 | 9.97 | 8.585 | 9.185 | 10.425 | 10.375 | 9.625 | 10.65 | 10.25 | 10.3707 | 9.75 | 10.6 | 9.996
| Std Dev. |  | 0.21438 | 0.16302 | 0.049091 | 0.18619 | 0.092736 | 0.12111 | 0.37639 | 0.28119 | 0.42936 | 0.029269 | 0.10368 | 0.10801 | 0.28543 | 0.16733 | 0.28048 | 0.19934 | 0.20736 | 0.29439 | 0.46729
| Rel.Std.Dev. |  | 2.5% | 1.598% | 0.5406% | 1.819% | 0.9502% | 1.168% | 3.733% | 2.785% | 4.955% | 0.3184% | 0.9946% | 1.042% | 2.938% | 1.571% | 2.706% | 1.936% | 2.105% | 2.76% | 4.644%
| PDM3 |  | -15.46% | 0.5528% | -10.49% | 0.8649% | -3.8% | 2.179% | -0.6135% | -0.4985% | -14.59% | -9.402% | 2.754% | 2.179% | -4.244% | 4.972% | 2.179% | 1.481% | -2.913% | 5.136% | -0.8259%
| Z-Score (Absolute) |  | 3.77 | 0.26 | 2.52 | 0.34 | 0.83 | 0.67 | 0.03 | 0 | 3.55 | 2.24 | 0.82 | 0.67 | 0.94 | 1.38 | 0.67 | 0.5 | 0.61 | 1.42 | 0.08
| Analytical results for Yb in OREAS 48 (Certified Value 0.94 ppm) | [21 empty] | Certified
Yb | Round | Replicate | Lab | Lab | Lab | Lab | Lab | Lab | Lab | Lab | Lab | Lab | Lab | Lab | Lab | Lab | Lab | [5 empty] | 1
| No | No | 01 | 03 | 04 | 06 | 07 | 08 | 10 | 11 | 12 | 13 | 14 | 15 | 16 | 17 | 20 | [5 empty] | ppm
|  |  | 4A*MS | 4A*MS | 4A*MS | 4A*MS | 4A*MS | 4A*OES/MS | 4A*OES/MS | 4A*MS | 4A*MS | 4A*MS | 4A*MS | 4A*MS | 4A*MS | 4A*MS | 4A*MS | [5 empty] | 2
3
| 1 | 1 | 0.8156 | 0.98 | 0.92334 | 1.01 | 1 | 1 | 0.96 | 0.78 | 0.94 | 1.045 | 0.947 | 1.03 | 0.928 | 1.0069 | 0.8486 | [5 empty] | 1
| 1 | 2 | 0.8199 | 1.06 | 0.96762 | 1 | 1 | 1 | 0.97 | 0.81 | 0.916 | 1.03 | 0.922 | 0.989 | 0.918 | 1.0138 | 0.8935 | [5 empty] | #N/A
| 1 | 3 | 0.8851 | 1.01 | 0.9243 | 1.05 | 1 | 1.1 | 0.89 | 0.76 | 0.931 | 1.05 | 0.921 | 0.958 | 0.935 | 0.98121 | 0.9761 | [5 empty] | 16
| 1 | 4 | 0.8772 | 1.04 | 0.96999 | 1.07 | 0.9 | 1 | 0.91 | 0.8 | 0.961 | 1.03 | 0.937 | 1.02 | 0.953 | 0.97311 | 0.888 | [5 empty] | 0.94433
| 1 | 5 | 0.8416 | 0.99 | 0.98746 | 0.93 | 1 | 1 | 0.88 | 0.8 | 0.94 | 1.025 | 0.96 | 1.025 | 0.926 | 0.99503 | 0.8763 | [5 empty] | 117
| 1 | 6 | 0.8013 | 0.98 | 0.94006 | 1.05 | 0.9 | 1 | 0.91 | 0.79 | 0.902 | 1.075 | 0.93 | 0.988 | 0.967 | 0.9855 | 0.9372
| Mean |  | 0.84012 | 1.01 | 0.95213 | 1.0183 | 0.96667 | 1.0167 | 0.92 | 0.79 | 0.93167 | 1.0425 | 0.93617 | 1.0017 | 0.93783 | 0.99259 | 0.90328
| Median |  | 0.83075 | 1 | 0.95384 | 1.03 | 1 | 1 | 0.91 | 0.795 | 0.9355 | 1.0375 | 0.9335 | 1.0045 | 0.9315 | 0.99027 | 0.89075
| Std Dev. |  | 0.034402 | 0.033466 | 0.026671 | 0.050761 | 0.05164 | 0.040825 | 0.036878 | 0.017889 | 0.020617 | 0.018641 | 0.015198 | 0.028062 | 0.018541 | 0.015619 | 0.045826
| Rel.Std.Dev. |  | 4.095% | 3.314% | 2.801% | 4.985% | 5.342% | 4.016% | 4.008% | 2.264% | 2.213% | 1.788% | 1.623% | 2.802% | 1.977% | 1.574% | 5.073%
| PDM3 |  | -11.04% | 6.954% | 0.8259% | 7.837% | 2.365% | 7.66% | -2.576% | -16.34% | -1.341% | 10.4% | -0.8644% | 6.072% | -0.6879% | 5.111% | -4.347%
| Z-Score (Absolute) |  | 1.2 | 0.89 | 0.18 | 0.99 | NA | NA | 0.22 | 1.82 | 0.08 | 1.29 | 0.02 | 0.79 | 0 | 0.67 | 0.43
Results from laboratories 7 and 8 were removed due to their 0.1 ppm reading resolution.
| Analytical results for Zn in OREAS 48 (Certified Value 60 ppm) | [21 empty] | Certified
Zn | Round | Replicate | Lab | Lab | Lab | Lab | Lab | Lab | Lab | Lab | Lab | Lab | Lab | Lab | Lab | Lab | Lab | Lab | Lab | Lab | Lab | Lab | 1
| No | No | 01 | 02 | 03 | 04 | 05 | 06 | 07 | 08 | 09 | 10 | 11 | 12 | 13 | 14 | 15 | 16 | 17 | 18 | 19 | 20 | ppm
|  |  | 4A*OES | 4A*MS | 4A*MS | 4A*MS | 4A*OES | 4A*MS | 4A*OES/MS | 4A*OES/MS | 4A*MS | 4A*OES/MS | 4A*MS | 4A*MS | 4A*MS | 4A*MS | 4A*MS | 4A*MS | 4A*MS | 4A*OES/MS | 4A*OES/MS | 4A*MS | 0
1
| 1 | 1 | 61.8461 | 61 | 59 | 60.6392 | 57 | 58.18 | 59 | 57 | 73 | 54.28 | 53.87 | 63.2 | 58.8 | 61 | 63.5 | 63.9 | 57.654 | 63 | 54.5 | 59.2415 | 1
| 1 | 2 | 61.6894 | 57 | 59 | 61.5769 | 60 | 56.4 | 60 | 57 | 70 | 56.74 | 53.51 | 62.6 | 58.9 | 59.2 | 62.4 | 62.9 | 59.267 | 60 | 58.6 | 60.8443 | #N/A
| 1 | 3 | 61.1773 | 57 | 68 | 61.5717 | 57 | 59.82 | 60 | 58 | 64 | 55.49 | 54.53 | 62.4 | 60.2 | 60 | 64 | 63.4 | 58.4588 | 61 | 55.1 | 65.9676 | 16
| 1 | 4 | 61.6395 | 54 | 56 | 61.5533 | 56 | 57.2 | 60 | 58 | 65 | 56.26 | 53.87 | 62.7 | 59.6 | 60 | 63.5 | 65.9 | 58.4089 | 61 | 53.8 | 61.9349 | 59.6324
| 1 | 5 | 61.6499 | 56 | 60 | 61.427 | 57 | 57.79 | 59 | 57 | 65 | 54.17 | 54.66 | 63.9 | 60.6 | 63.1 | 63.9 | 63.7 | 58.1431 | 61 | 55.6 | 60.8821 | 118
| 1 | 6 | 61.5012 | 57 | 57 | 61.3002 | 57 | 56.81 | 58 | 59 | 62 | 54.63 | 53.91 | 61.1 | 61 | 61.1 | 62.6 | 64.8 | 59.2465 | 62 | 55.9 | 62.3436
| Mean |  | 61.5839 | 57 | 59.8333 | 61.3447 | 57.3333 | 57.7 | 59.3333 | 57.6667 | 66.5 | 55.2617 | 54.0583 | 62.65 | 59.85 | 60.7333 | 63.3167 | 64.1 | 58.5297 | 61.3333 | 55.5833 | 61.869
| Median |  | 61.6447 | 57 | 59 | 61.4902 | 57 | 57.495 | 59.5 | 57.5 | 65 | 55.06 | 53.89 | 62.65 | 59.9 | 60.5 | 63.5 | 63.8 | 58.4338 | 61 | 55.35 | 61.4085
| Std Dev. |  | 0.2278 | 2.2804 | 4.2622 | 0.36206 | 1.3663 | 1.2219 | 0.8165 | 0.8165 | 4.1352 | 1.076 | 0.44229 | 0.93113 | 0.90277 | 1.3589 | 0.66758 | 1.0826 | 0.63139 | 1.0328 | 1.6606 | 2.2784
| Rel.Std.Dev. |  | 0.3699% | 4.001% | 7.124% | 0.5902% | 2.383% | 2.118% | 1.376% | 1.416% | 6.218% | 1.947% | 0.8182% | 1.486% | 1.508% | 2.238% | 1.054% | 1.689% | 1.079% | 1.684% | 2.988% | 3.683%
| PDM3 |  | 3.273% | -4.414% | 0.337% | 2.871% | -3.855% | -3.24% | -0.5015% | -3.296% | 11.52% | -7.329% | -9.347% | 5.06% | 0.365% | 1.846% | 6.178% | 7.492% | -1.849% | 2.852% | -6.79% | 3.751%
| Z-Score (Absolute) |  | 0.54 | 0.89 | 0 | 0.47 | 0.78 | 0.67 | 0.16 | 0.68 | 2.08 | 1.43 | 1.81 | 0.88 | 0 | 0.28 | 1.09 | 1.33 | 0.41 | 0.47 | 1.33 | 0.63
| Analytical results for Zr in OREAS 48 (Certified Value 49.7 ppm) | [21 empty] | Certified
Zr | Round | Replicate | Lab | Lab | Lab | Lab | Lab | Lab | Lab | Lab | Lab | Lab | Lab | Lab | Lab | Lab | Lab | Lab | Lab | Lab | Lab |  | 1
| No | No | 01 | 03 | 04 | 05 | 06 | 07 | 08 | 09 | 10 | 11 | 12 | 13 | 14 | 15 | 16 | 17 | 18 | 19 | 20 |  | ppm
|  |  | 4A*OES | 4A*MS | 4A*MS | 4A*MS | 4A*MS | 4A*OES/MS | 4A*OES/MS | 4A*MS | 4A*OES/MS | 4A*MS | 4A*MS | 4A*MS | 4A*MS | 4A*MS | 4A*MS | 4A*MS | 4A*OES/MS | 4A*OES/MS | 4A*OES |  | 1
2
| 1 | 1 | 47.68 | 49 | 50.7131 | 50.8 | 57.44 | 46.3 | 36 | 43.2 | 44.1 | 41.25 | 56 | 51.6 | 49.1 | 54.8 | 51.2 | 104.3722 | 50 | 47.9 | 46.5 |  | 1
| 1 | 2 | 47.79 | 49 | 48.1304 | 50.8 | 54.97 | 47.7 | 34 | 39.4 | 44.39 | 41.9 | 55.6 | 49.5 | 49.3 | 53.6 | 50.6 | 103.1743 | 50.2 | 55.7 | 50.55 |  | #N/A
| 1 | 3 | 47.76 | 58.9 | 49.6143 | 50.4 | 51.95 | 47.9 | 46 | 41 | 41.91 | 41.42 | 56.2 | 50.8 | 50.5 | 55.3 | 52.2 | 93.6549 | 50.1 | 50.5 | 48.2175 |  | 16
| 1 | 4 | 47.17 | 51.2 | 48.5709 | 48.3 | 56.5 | 46.2 | 32 | 40.3 | 42.56 | 41.38 | 55 | 51.6 | 51.7 | 52.8 | 52.3 | 96.8646 | 50 | 50.5 | 49.335 |  | 49.6868
| 1 | 5 | 47.47 | 52 | 49.1137 | 49.6 | 54.38 | 47.7 | 48 | 41.2 | 40.91 | 40.95 | 53 | 48.7 | 53.1 | 55.7 | 51 | 98.5766 | 49.8 | 50.8 | 50.2875 |  | 119
| 1 | 6 | 47.35 | 49.3 | 48.9134 | 49.4 | 53.62 | 47.1 | 37 | 40.1 | 40.55 | 41.33 | 53.3 | 51.2 | 49.8 | 53.6 | 52 | 96.0403 | 48.6 | 49.9 | 46.5525
| Mean |  | 47.5367 | 51.5667 | 49.176 | 49.8833 | 54.81 | 47.15 | 38.8333 | 40.8667 | 42.4033 | 41.3717 | 54.85 | 50.5667 | 50.5833 | 54.3 | 51.55 | 98.7805 | 49.7833 | 50.8833 | 48.5737
| Median |  | 47.575 | 50.25 | 49.0136 | 50 | 54.675 | 47.4 | 36.5 | 40.65 | 42.235 | 41.355 | 55.3 | 51 | 50.15 | 54.2 | 51.6 | 97.7206 | 50 | 50.5 | 48.7763
| Std Dev. |  | 0.24833 | 3.8056 | 0.90409 | 0.97656 | 1.9788 | 0.74766 | 6.5853 | 1.314 | 1.5974 | 0.30851 | 1.3824 | 1.2011 | 1.5523 | 1.1349 | 0.70922 | 4.1968 | 0.5947 | 2.5833 | 1.7852
| Rel.Std.Dev. |  | 0.5224% | 7.38% | 1.838% | 1.958% | 3.61% | 1.586% | 16.96% | 3.215% | 3.767% | 0.7457% | 2.52% | 2.375% | 3.069% | 2.09% | 1.376% | 4.249% | 1.195% | 5.077% | 3.675%
| PDM3 |  | -4.327% | 3.784% | -1.028% | 0.3956% | 10.31% | -5.105% | -21.84% | -17.75% | -14.66% | -16.74% | 10.39% | 1.771% | 1.804% | 9.285% | 3.75% | 98.81% | 0.1944% | 2.408% | -2.24%
| Z-Score (Absolute) |  | 0.67 | 0.48 | 0.2 | 0 | 1.42 | 0.79 | 3.18 | 2.59 | 2.15 | 2.45 | 1.43 | 0.2 | 0.2 | 1.27 | 0.48 | 14.05 | 0.03 | 0.29 | 0.38
Note on C17: Z-Scores have been calculated inclusive of individual outliers. In general, laboratory batches are rejected if Z-Score > 2.5.
Note on C36: Z-Scores have been calculated inclusive of individual outliers. In general, laboratory batches are rejected if Z-Score > 2.5.
Note on C54: Z-Scores have been calculated inclusive of individual outliers. In general, laboratory batches are rejected if Z-Score > 2.5.
Note on C73: Z-Scores have been calculated inclusive of individual outliers. In general, laboratory batches are rejected if Z-Score > 2.5.
Note on C91: Z-Scores have been calculated inclusive of individual outliers. In general, laboratory batches are rejected if Z-Score > 2.5.
Note on C109: Z-Scores have been calculated inclusive of individual outliers. In general, laboratory batches are rejected if Z-Score > 2.5.
Note on C127: Z-Scores have been calculated inclusive of individual outliers. In general, laboratory batches are rejected if Z-Score > 2.5.
Note on C146: Z-Scores have been calculated inclusive of individual outliers. In general, laboratory batches are rejected if Z-Score > 2.5.
Note on C164: Z-Scores have been calculated inclusive of individual outliers. In general, laboratory batches are rejected if Z-Score > 2.5.
Note on C182: Z-Scores have been calculated inclusive of individual outliers. In general, laboratory batches are rejected if Z-Score > 2.5.
Note on C200: Z-Scores have been calculated inclusive of individual outliers. In general, laboratory batches are rejected if Z-Score > 2.5.
Note on C218: Z-Scores have been calculated inclusive of individual outliers. In general, laboratory batches are rejected if Z-Score > 2.5.
Note on C236: Z-Scores have been calculated inclusive of individual outliers. In general, laboratory batches are rejected if Z-Score > 2.5.
Note on C254: Z-Scores have been calculated inclusive of individual outliers. In general, laboratory batches are rejected if Z-Score > 2.5.
Note on C272: Z-Scores have been calculated inclusive of individual outliers. In general, laboratory batches are rejected if Z-Score > 2.5.
Note on C290: Z-Scores have been calculated inclusive of individual outliers. In general, laboratory batches are rejected if Z-Score > 2.5.
Note on C308: Z-Scores have been calculated inclusive of individual outliers. In general, laboratory batches are rejected if Z-Score > 2.5.
Note on C326: Z-Scores have been calculated inclusive of individual outliers. In general, laboratory batches are rejected if Z-Score > 2.5.
Note on C344: Z-Scores have been calculated inclusive of individual outliers. In general, laboratory batches are rejected if Z-Score > 2.5.
Note on C362: Z-Scores have been calculated inclusive of individual outliers. In general, laboratory batches are rejected if Z-Score > 2.5.
Note on C380: Z-Scores have been calculated inclusive of individual outliers. In general, laboratory batches are rejected if Z-Score > 2.5.
Note on C398: Z-Scores have been calculated inclusive of individual outliers. In general, laboratory batches are rejected if Z-Score > 2.5.
Note on C416: Z-Scores have been calculated inclusive of individual outliers. In general, laboratory batches are rejected if Z-Score > 2.5.
Note on C434: Z-Scores have been calculated inclusive of individual outliers. In general, laboratory batches are rejected if Z-Score > 2.5.
Note on C452: Z-Scores have been calculated inclusive of individual outliers. In general, laboratory batches are rejected if Z-Score > 2.5.
Note on C471: Z-Scores have been calculated inclusive of individual outliers. In general, laboratory batches are rejected if Z-Score > 2.5.
Note on C489: Z-Scores have been calculated inclusive of individual outliers. In general, laboratory batches are rejected if Z-Score > 2.5.
Note on C507: Z-Scores have been calculated inclusive of individual outliers. In general, laboratory batches are rejected if Z-Score > 2.5.
Note on C525: Z-Scores have been calculated inclusive of individual outliers. In general, laboratory batches are rejected if Z-Score > 2.5.
Note on C543: Z-Scores have been calculated inclusive of individual outliers. In general, laboratory batches are rejected if Z-Score > 2.5.
Note on C562: Z-Scores have been calculated inclusive of individual outliers. In general, laboratory batches are rejected if Z-Score > 2.5.
Note on C580: Z-Scores have been calculated inclusive of individual outliers. In general, laboratory batches are rejected if Z-Score > 2.5.
Note on C598: Z-Scores have been calculated inclusive of individual outliers. In general, laboratory batches are rejected if Z-Score > 2.5.
Note on C617: Z-Scores have been calculated inclusive of individual outliers. In general, laboratory batches are rejected if Z-Score > 2.5.
Note on C635: Z-Scores have been calculated inclusive of individual outliers. In general, laboratory batches are rejected if Z-Score > 2.5.
Note on C653: Z-Scores have been calculated inclusive of individual outliers. In general, laboratory batches are rejected if Z-Score > 2.5.
Note on C671: Z-Scores have been calculated inclusive of individual outliers. In general, laboratory batches are rejected if Z-Score > 2.5.
Note on C689: Z-Scores have been calculated inclusive of individual outliers. In general, laboratory batches are rejected if Z-Score > 2.5.
Note on C707: Z-Scores have been calculated inclusive of individual outliers. In general, laboratory batches are rejected if Z-Score > 2.5.
Note on C725: Z-Scores have been calculated inclusive of individual outliers. In general, laboratory batches are rejected if Z-Score > 2.5.
Note on C743: Z-Scores have been calculated inclusive of individual outliers. In general, laboratory batches are rejected if Z-Score > 2.5.
Note on C761: Z-Scores have been calculated inclusive of individual outliers. In general, laboratory batches are rejected if Z-Score > 2.5.
Note on C779: Z-Scores have been calculated inclusive of individual outliers. In general, laboratory batches are rejected if Z-Score > 2.5.
Note on C797: Z-Scores have been calculated inclusive of individual outliers. In general, laboratory batches are rejected if Z-Score > 2.5.
Note on C815: Z-Scores have been calculated inclusive of individual outliers. In general, laboratory batches are rejected if Z-Score > 2.5.
Note on C833: Z-Scores have been calculated inclusive of individual outliers. In general, laboratory batches are rejected if Z-Score > 2.5.
Note on C852: Z-Scores have been calculated inclusive of individual outliers. In general, laboratory batches are rejected if Z-Score > 2.5.
Note on C870: Z-Scores have been calculated inclusive of individual outliers. In general, laboratory batches are rejected if Z-Score > 2.5.
Note on C888: Z-Scores have been calculated inclusive of individual outliers. In general, laboratory batches are rejected if Z-Score > 2.5.
Note on C906: Z-Scores have been calculated inclusive of individual outliers. In general, laboratory batches are rejected if Z-Score > 2.5.
Note on C925: Z-Scores have been calculated inclusive of individual outliers. In general, laboratory batches are rejected if Z-Score > 2.5.
Note on C943: Z-Scores have been calculated inclusive of individual outliers. In general, laboratory batches are rejected if Z-Score > 2.5.
Note on C961: Z-Scores have been calculated inclusive of individual outliers. In general, laboratory batches are rejected if Z-Score > 2.5.
Note on C980: Z-Scores have been calculated inclusive of individual outliers. In general, laboratory batches are rejected if Z-Score > 2.5.
Note on C998: Z-Scores have been calculated inclusive of individual outliers. In general, laboratory batches are rejected if Z-Score > 2.5.
Note on C1016: Z-Scores have been calculated inclusive of individual outliers. In general, laboratory batches are rejected if Z-Score > 2.5.
Note on C1035: Z-Scores have been calculated inclusive of individual outliers. In general, laboratory batches are rejected if Z-Score > 2.5.
Note on C1053: Z-Scores have been calculated inclusive of individual outliers. In general, laboratory batches are rejected if Z-Score > 2.5.
Note on C1072: Z-Scores have been calculated inclusive of individual outliers. In general, laboratory batches are rejected if Z-Score > 2.5.
Note on C1091: Z-Scores have been calculated inclusive of individual outliers. In general, laboratory batches are rejected if Z-Score > 2.5.
Note on C1109: Z-Scores have been calculated inclusive of individual outliers. In general, laboratory batches are rejected if Z-Score > 2.5.
Note on C1128: Z-Scores have been calculated inclusive of individual outliers. In general, laboratory batches are rejected if Z-Score > 2.5.
Note on C1146: Z-Scores have been calculated inclusive of individual outliers. In general, laboratory batches are rejected if Z-Score > 2.5.
Note on C1165: Z-Scores have been calculated inclusive of individual outliers. In general, laboratory batches are rejected if Z-Score > 2.5.
Note on C1183: Z-Scores have been calculated inclusive of individual outliers. In general, laboratory batches are rejected if Z-Score > 2.5.

## Aqua Regia
| Analytical results for Ag in OREAS 48 (Certified Value 0.057 ppm) | [19 empty] | Certified
Ag | Round | Replicate | Lab | Lab | Lab | Lab | Lab | Lab | Lab | Lab | Lab | Lab | Lab | Lab | Lab | Lab | Lab | Lab | Lab |  | 1
| No | No | 02 | 03 | 04 | 05 | 06 | 07 | 08 | 09 | 10 | 11 | 12 | 13 | 15 | 16 | 17 | 18 | 19 |  | ppm
|  |  | AR*OES/MS | AR*MS | AR*MS | AR*OES | AR*MS | AR*MS | AR*OES/MS | AR*MS | AR*OES/MS | AR*MS | AR*MS | AR*MS | AR*MS | AR*MS | AR*MS | AR*OES/MS | AR*MS |  | 3
|  |  | 0.5g | 25g | 0.2g | 0.5g | 0.5g | 0.25g | 0.5g | 0.5g | 0.25g | 0.25g | 0.5g | 0.5g | 0.5g | 0.5g | 0.5g | 0.5g | 0.5g |  | 3
| 1 | 1 | < 0.3 | 0.06 | < 0.1 | 0.1 | 0.05 | 0.05 | 0.055 | 0.07 | 0.06 | 0.062 | 0.051 | 0.046 | 0.054 | 0.055 | 0.052757 | 0.06 | 0.36 |  | 1
| 1 | 2 | < 0.3 | 0.05 | < 0.1 | < 0.1 | 0.05 | 0.05 | 0.06 | 0.06 | 0.06 | 0.059 | 0.055 | 0.054 | 0.06 | 0.05 | 0.052528 | 0.06 | 0.07 |  | #N/A
| 1 | 3 | < 0.3 | 0.06 | < 0.1 | 0.1 | 0.05 | 0.05 | 0.057 | 0.08 | 0.07 | 0.063 | 0.056 | 0.048 | 0.061 | 0.053 | 0.052863 | 0.06 | 0.07 |  | 16
| 1 | 4 | < 0.3 | 0.06 | < 0.1 | 0.1 | 0.05 | 0.05 | 0.05 | 0.06 | 0.06 | 0.062 | 0.054 | 0.063 | 0.06 | 0.048 | 0.052028 | 0.07 | 0.15 |  | 0.056898
| 1 | 5 | < 0.3 | 0.06 | < 0.1 | 0.1 | 0.05 | 0.06 | 0.052 | 0.06 | 0.06 | 0.067 | 0.075 | 0.055 | 0.057 | 0.052 | 0.051864 | 0.06 | 0.08 |  | 121
| 1 | 6 | < 0.3 | 0.06 | < 0.1 | 0.1 | 0.06 | 0.05 | 0.079 | 0.07 | 0.062 | 0.061 | 0.08 | 0.052 | 0.057 | 0.052 | 0.051042 | 0.06 | 0.1
| Mean |  |  | 0.058333 |  | 0.1 | 0.051667 | 0.051667 | 0.058833 | 0.066667 | 0.062 | 0.062333 | 0.061833 | 0.053 | 0.058167 | 0.051667 | 0.05218 | 0.061667 | 0.13833
| Median |  |  | 0.06 |  | 0.1 | 0.05 | 0.05 | 0.056 | 0.065 | 0.06 | 0.062 | 0.0555 | 0.053 | 0.0585 | 0.052 | 0.052278 | 0.06 | 0.09
| Std Dev. |  |  | 0.0040825 |  | 0 | 0.0040825 | 0.0040825 | 0.010496 | 0.008165 | 0.004 | 0.0026583 | 0.012352 | 0.006 | 0.0026394 | 0.0024221 | 0.00068403 | 0.0040825 | 0.11268
| Rel.Std.Dev. |  |  | 6.999% |  | 0% | 7.902% | 7.902% | 17.84% | 12.25% | 6.452% | 4.265% | 19.98% | 11.32% | 4.538% | 4.688% | 1.311% | 6.62% | 81.46%
| PDM3 |  |  | 2.522% |  | 75.75% | -9.195% | -9.195% | 3.401% | 17.17% | 8.966% | 9.552% | 8.673% | -6.852% | 2.229% | -9.195% | -8.292% | 8.38% | 143.1%
| Z-Score (Absolute) |  | 10.29 | 0.03 | 0.97 | NA | 0.78 | 0.78 | 0.03 | 0.91 | 0.38 | 0.42 | 0.37 | 0.63 | 0.05 | 0.78 | 0.72 | 0.35 | 8.97
Results from laboratory 5 were removed due to their 0.1 ppm reading resolution.
| Analytical results for Al in OREAS 48 (Certified Value 1.29 wt.%) | [19 empty] | Certified
Al | Round | Replicate | Lab | Lab | Lab | Lab | Lab | Lab | Lab | Lab | Lab | Lab | Lab | Lab | Lab | Lab | Lab |  |  |  | 1
| No | No | 03 | 04 | 05 | 06 | 07 | 08 | 09 | 10 | 11 | 12 | 13 | 15 | 16 | 18 | 19 |  |  |  | wt.%
|  |  | AR*MS | AR*MS | AR*OES | AR*MS | AR*OES | AR*OES/MS | AR*MS | AR*OES/MS | AR*MS | AR*MS | AR*MS | AR*MS | AR*MS | AR*OES/MS | AR*MS |  |  |  | 2
|  |  | 25g | 0.2g | 0.5g | 0.5g | 0.25g | 0.5g | 0.5g | 0.25g | 0.25g | 0.5g | 0.5g | 0.5g | 0.5g | 0.5g | 0.5g |  |  |  | 3
| 1 | 1 | 1.2242 | 1.2875 | 1.39 | 1.33 | 1.379 | 1.61 | 1.14 | 1.09 | 1.2846 | 1.25 | 1.24 | 1.38 | 1.24 | 1.31 | 1.17 |  |  |  | 1
| 1 | 2 | 1.1859 | 1.3183 | 1.43 | 1.3 | 1.364 | 1.59 | 1.06 | 1.08 | 1.2691 | 1.3 | 1.26 | 1.41 | 1.27 | 1.34 | 1.16 |  |  |  | #N/A
| 1 | 3 | 1.3022 | 1.2734 | 1.4 | 1.33 | 1.345 | 1.64 | 1.32 | 1.08 | 1.2937 | 1.26 | 1.24 | 1.38 | 1.3 | 1.28 | 1.16 |  |  |  | 16
| 1 | 4 | 1.2297 | 1.2835 | 1.37 | 1.31 | 1.356 | 1.53 | 1.22 | 1.09 | 1.2924 | 1.28 | 1.27 | 1.4 | 1.25 | 1.34 | 1.18 |  |  |  | 1.2862
| 1 | 5 | 1.1806 | 1.289 | 1.37 | 1.29 | 1.331 | 1.5 | 1.05 | 1.07 | 1.2955 | 1.22 | 1.27 | 1.4 | 1.26 | 1.33 | 1.18 |  |  |  | 122
| 1 | 6 | 1.2955 | 1.288 | 1.41 | 1.31 | 1.348 | 1.27 | 1.2 | 1.07 | 1.2883 | 1.26 | 1.28 | 1.36 | 1.24 | 1.32 | 1.16
| Mean |  | 1.2364 | 1.2899 | 1.395 | 1.3117 | 1.3538 | 1.5233 | 1.165 | 1.08 | 1.2873 | 1.2617 | 1.26 | 1.3883 | 1.26 | 1.32 | 1.1683
| Median |  | 1.2269 | 1.2877 | 1.395 | 1.31 | 1.352 | 1.56 | 1.17 | 1.08 | 1.2904 | 1.26 | 1.265 | 1.39 | 1.255 | 1.325 | 1.165
| Std Dev. |  | 0.052307 | 0.015021 | 0.023452 | 0.016021 | 0.016582 | 0.13441 | 0.1031 | 0.0089443 | 0.0097338 | 0.027142 | 0.016733 | 0.018348 | 0.022804 | 0.022804 | 0.0098319
| Rel.Std.Dev. |  | 4.231% | 1.164% | 1.681% | 1.221% | 1.225% | 8.824% | 8.85% | 0.8282% | 0.7562% | 2.151% | 1.328% | 1.322% | 1.81% | 1.728% | 0.8415%
| PDM3 |  | -3.875% | 0.2927% | 8.46% | 1.981% | 5.26% | 18.44% | -9.422% | -16.03% | 0.08413% | -1.906% | -2.036% | 7.942% | -2.036% | 2.629% | -9.163%
| Z-Score (Absolute) |  | 0.67 | 0.04 | 1.43 | 0.32 | 0.88 | 3.13 | 1.62 | 2.74 | 0 | 0.34 | 0.36 | 1.34 | 0.36 | 0.43 | 1.58
| Analytical results for As in OREAS 48 (Certified Value 0.85 ppm) | [19 empty] | Certified
As | Round | Replicate | Lab | Lab | Lab | Lab | Lab | Lab | Lab | Lab | Lab | Lab | Lab | Lab | Lab | Lab | Lab | Lab |  |  | 1
| No | No | 02 | 04 | 05 | 06 | 07 | 08 | 09 | 10 | 11 | 12 | 13 | 15 | 16 | 17 | 18 | 19 |  |  | ppm
|  |  | AR*OES/MS | AR*MS | AR*OES | AR*MS | AR*MS | AR*OES/MS | AR*MS | AR*OES/MS | AR*MS | AR*MS | AR*MS | AR*MS | AR*MS | AR*MS | AR*OES/MS | AR*MS |  |  | 2
|  |  | 0.5g | 0.2g | 0.5g | 0.5g | 0.25g | 0.5g | 0.5g | 0.25g | 0.25g | 0.5g | 0.5g | 0.5g | 0.5g | 0.5g | 0.5g | 0.5g |  |  | 2
| 1 | 1 | 0.8 | < 1.5 | < 2 | 1.51 | < 1 | 0.5 | 1.4 | < 1 | 0.86 | 0.85 | 0.72 | 0.7 | 0.74 | 0.80472 | 1 | 1.2 |  |  | 1
| 1 | 2 | 1 | < 1.5 | < 2 | 1.47 | < 1 | 1 | 0.9 | < 1 | 0.88 | 1.28 | 0.87 | 0.69 | 0.84 | 0.72595 | 0.9 | 1.1 |  |  | #N/A
| 1 | 3 | 0.7 | < 1.5 | < 2 | 1.47 | < 1 | 1.2 | 1 | < 1 | 0.86 | 0.81 | 0.58 | 0.86 | 0.78 | 0.76429 | 0.9 | 1 |  |  | 16
| 1 | 4 | 0.9 | < 1.5 | < 2 | 1.48 | < 1 | 1 | 0.9 | < 1 | 0.87 | 0.78 | 0.78 | 0.92 | 0.87 | 0.7378 | 1 | 1.2 |  |  | 0.85466
| 1 | 5 | 0.9 | < 1.5 | < 2 | 1.49 | < 1 | 0.8 | 0.7 | < 1 | 0.89 | 0.79 | 0.7 | 0.78 | 0.72 | 0.78278 | 0.9 | 1 |  |  | 123
| 1 | 6 | 0.8 | < 1.5 | < 2 | 1.39 | < 1 | 1.2 | 1 | < 1 | 0.84 | 0.7 | 0.72 | 0.79 | 0.76 | 0.75581 | 0.8 | 0.9
| Mean |  | 0.85 |  |  | 1.4683 |  | 0.95 | 0.98333 |  | 0.86667 | 0.86833 | 0.72833 | 0.79 | 0.785 | 0.76189 | 0.91667 | 1.0667
| Median |  | 0.85 |  |  | 1.475 |  | 1 | 0.95 |  | 0.865 | 0.8 | 0.72 | 0.785 | 0.77 | 0.76005 | 0.9 | 1.05
| Std Dev. |  | 0.10488 |  |  | 0.041191 |  | 0.26646 | 0.23166 |  | 0.017512 | 0.2076 | 0.095586 | 0.089443 | 0.058566 | 0.028933 | 0.075277 | 0.12111
| Rel.Std.Dev. |  | 12.34% |  |  | 2.805% |  | 28.05% | 23.56% |  | 2.021% | 23.91% | 13.12% | 11.32% | 7.461% | 3.798% | 8.212% | 11.35%
| PDM3 |  | -0.5449% |  |  | 71.8% |  | 11.16% | 15.06% |  | 1.405% | 1.6% | -14.78% | -7.565% | -8.15% | -10.85% | 7.256% | 24.81%
| Z-Score (Absolute) |  | 0.05 | 0.71 | 0.93 | 4.02 | 2.36 | 0.6 | 0.82 | 2.36 | 0.05 | 0.07 | 0.86 | 0.45 | 0.48 | 0.64 | 0.38 | 1.37
| Analytical results for B in OREAS 48 (Certified Value < 10 ppm) | [19 empty] | Certified
B | Round | Replicate | Lab | Lab | Lab | Lab | Lab | Lab | Lab | Lab | Lab | Lab | [8 empty] | 1
| No | No | 04 | 06 | 08 | 10 | 12 | 13 | 15 | 16 | 18 | 19 | [8 empty] | ppm
|  |  | AR*MS | AR*MS | AR*OES/MS | AR*OES/MS | AR*MS | AR*MS | AR*MS | AR*MS | AR*OES/MS | AR*MS | [8 empty] | 1
|  |  | 0.2g | 0.5g | 0.5g | 0.25g | 0.5g | 0.5g | 0.5g | 0.5g | 0.5g | 0.5g | [8 empty] | 1
| 1 | 1 | < 10 | < 10 | 4 | < 10 | < 10 | < 10 | < 10 | < 10 | < 10 | 1.1 | [8 empty] | 1
| 1 | 2 | < 10 | < 10 | 4 | < 10 | < 10 | < 10 | < 10 | < 10 | < 10 | 1.3 | [8 empty] | 1
| 1 | 3 | < 10 | < 10 | 4 | < 10 | < 10 | < 10 | < 10 | < 10 | < 10 | 1.5 | [8 empty] | 16
| 1 | 4 | < 10 | < 10 | 4 | < 10 | < 10 | < 10 | < 10 | < 10 | < 10 | 1.5 | [8 empty] | < 10
| 1 | 5 | < 10 | < 10 | 4 | < 10 | < 10 | < 10 | < 10 | < 10 | < 10 | 1.1 | [8 empty] | 124
| 1 | 6 | < 10 | < 10 | 3 | < 10 | < 10 | < 10 | < 10 | < 10 | < 10 | 1.2
| Mean |  |  |  | 3.8333 | [6 empty] | 1.2833
| Median |  |  |  | 4 | [6 empty] | 1.25
| Std Dev. |  |  |  | 0.40825 | [6 empty] | 0.18348
| Rel.Std.Dev. |  |  |  | 10.65% | [6 empty] | 14.3%
PDM3
| Z-Score (Absolute) |  | NA | NA | NA | NA | NA | NA | NA | NA | NA | NA
| Analytical results for Ba in OREAS 48 (Certified Value 67 ppm) | [19 empty] | Certified
Ba | Round | Replicate | Lab | Lab | Lab | Lab | Lab | Lab | Lab | Lab | Lab | Lab | Lab | Lab | Lab | Lab | Lab | Lab |  |  | 1
| No | No | 03 | 04 | 05 | 06 | 07 | 08 | 09 | 10 | 11 | 12 | 13 | 15 | 16 | 17 | 18 | 19 |  |  | ppm
|  |  | AR*MS | AR*MS | AR*OES | AR*MS | AR*OES | AR*OES/MS | AR*MS | AR*OES/MS | AR*MS | AR*MS | AR*MS | AR*MS | AR*MS | AR*MS | AR*OES/MS | AR*MS |  |  | 0
|  |  | 25g | 0.2g | 0.5g | 0.5g | 0.25g | 0.5g | 0.5g | 0.25g | 0.25g | 0.5g | 0.5g | 0.5g | 0.5g | 0.5g | 0.5g | 0.5g |  |  | 1
| 1 | 1 | 71 | 63.7917 | 66 | 66 | 69 | 74.4 | 130 | 61.55 | 67.24 | 66.4 | 63.6 | 70.6 | 63.1 | 68.6209 | 68 | 62 |  |  | 1
| 1 | 2 | 67 | 64.8849 | 66 | 68 | 68 | 75.8 | 130 | 61.76 | 65.68 | 69.2 | 65.5 | 74.2 | 63.8 | 68.2716 | 69 | 62 |  |  | #N/A
| 1 | 3 | 72 | 62.2751 | 63 | 66 | 68 | 77 | 150 | 60.98 | 67.22 | 66.5 | 65.5 | 72.7 | 65.3 | 68.5142 | 68 | 61 |  |  | 16
| 1 | 4 | 71 | 62.6996 | 64 | 68 | 68 | 74.4 | 140 | 61.79 | 67.18 | 66.6 | 65.9 | 71.4 | 62.1 | 68.0033 | 71 | 61 |  |  | 66.8166
| 1 | 5 | 68 | 63.7881 | 65 | 68 | 67 | 76.9 | 120 | 60.13 | 67.51 | 64.6 | 65.8 | 72.8 | 63.6 | 68.6395 | 69 | 61 |  |  | 125
| 1 | 6 | 72 | 63.1749 | 64 | 68 | 68 | 69.1 | 140 | 61.12 | 67.15 | 66.8 | 65.3 | 70.4 | 62.9 | 69.3389 | 68 | 62
| Mean |  | 70.1667 | 63.4357 | 64.6667 | 67.3333 | 68 | 74.6 | 135 | 61.2217 | 66.9967 | 66.6833 | 65.2667 | 72.0167 | 63.4667 | 68.5647 | 68.8333 | 61.5
| Median |  | 71 | 63.4815 | 64.5 | 68 | 68 | 75.1 | 135 | 61.335 | 67.2 | 66.55 | 65.5 | 72.05 | 63.35 | 68.5676 | 68.5 | 61.5
| Std Dev. |  | 2.137 | 0.92822 | 1.2111 | 1.0328 | 0.63246 | 2.9264 | 10.4881 | 0.62946 | 0.65777 | 1.4703 | 0.84538 | 1.473 | 1.0783 | 0.44983 | 1.169 | 0.54772
| Rel.Std.Dev. |  | 3.046% | 1.463% | 1.873% | 1.534% | 0.9301% | 3.923% | 7.769% | 1.028% | 0.9818% | 2.205% | 1.295% | 2.045% | 1.699% | 0.6561% | 1.698% | 0.8906%
| PDM3 |  | 5.014% | -5.06% | -3.218% | 0.7734% | 1.771% | 11.65% | 102% | -8.374% | 0.2695% | -0.1994% | -2.32% | 7.783% | -5.014% | 2.616% | 3.018% | -7.957%
| Z-Score (Absolute) |  | 0.74 | 0.91 | 0.61 | 0.04 | 0.2 | 1.82 | 16.63 | 1.46 | 0.04 | 0.12 | 0.47 | 1.19 | 0.91 | 0.34 | 0.41 | 1.39
| Analytical results for Be in OREAS 48 (Certified Value 0.12 ppm) | [19 empty] | Certified
Be | Round | Replicate | Lab | Lab | Lab | Lab | Lab | Lab | Lab | Lab | Lab | Lab | Lab | Lab | Lab | Lab | Lab | Lab |  |  | 1
| No | No | 01 | 03 | 04 | 06 | 07 | 08 | 09 | 10 | 11 | 12 | 13 | 15 | 16 | 17 | 18 | 19 |  |  | ppm
|  |  | AR*OES | AR*MS | AR*MS | AR*MS | AR*MS | AR*OES/MS | AR*MS | AR*OES/MS | AR*MS | AR*MS | AR*MS | AR*MS | AR*MS | AR*MS | AR*OES/MS | AR*MS |  |  | 2
|  |  | 0.25g | 25g | 0.2g | 0.5g | 0.25g | 0.5g | 0.5g | 0.25g | 0.25g | 0.5g | 0.5g | 0.5g | 0.5g | 0.5g | 0.5g | 0.5g |  |  | 3
| 1 | 1 | 0.1055 | 0.13 | < 0.5 | 0.17 | 0.12 | 0.2 | 0.13 | 0.15 | 0.13 | 0.11 | 0.11 | 0.13 | 0.11 | 0.1236 | 0.11 | 0.07 |  |  | 1
| 1 | 2 | 0.1043 | 0.11 | < 0.5 | 0.16 | 0.13 | 0.1 | < 0.05 | 0.12 | 0.12 | 0.12 | 0.11 | 0.13 | 0.11 | 0.12892 | 0.11 | 0.13 |  |  | #N/A
| 1 | 3 | 0.1163 | 0.12 | < 0.5 | 0.16 | 0.12 | 0.2 | < 0.05 | 0.12 | 0.14 | 0.11 | 0.11 | 0.13 | 0.11 | 0.13088 | 0.11 | 0.06 |  |  | 16
| 1 | 4 | 0.1048 | 0.12 | < 0.5 | 0.18 | 0.12 | 0.2 | 0.14 | 0.11 | 0.12 | 0.11 | 0.12 | 0.13 | 0.11 | 0.12565 | 0.12 | 0.07 |  |  | 0.12033
| 1 | 5 | 0.1083 | 0.11 | < 0.5 | 0.16 | 0.12 | 0.2 | 0.13 | 0.12 | 0.12 | 0.11 | 0.12 | 0.13 | 0.11 | 0.13009 | 0.11 | 0.08 |  |  | 126
| 1 | 6 | 0.1151 | 0.14 | < 0.5 | 0.17 | 0.13 | 0.1 | 0.56 | 0.14 | 0.11 | 0.11 | 0.12 | 0.13 | 0.11 | 0.13018 | 0.11 | 0.06
| Mean |  | 0.10905 | 0.12167 |  | 0.16667 | 0.12333 | 0.16667 | 0.24 | 0.12667 | 0.12333 | 0.11167 | 0.115 | 0.13 | 0.11 | 0.12822 | 0.11167 | 0.078333
| Median |  | 0.1069 | 0.12 |  | 0.165 | 0.12 | 0.2 | 0.135 | 0.12 | 0.12 | 0.11 | 0.115 | 0.13 | 0.11 | 0.12951 | 0.11 | 0.07
| Std Dev. |  | 0.0053471 | 0.01169 |  | 0.008165 | 0.005164 | 0.05164 | 0.21339 | 0.015055 | 0.010328 | 0.0040825 | 0.0054772 | 0 | 0 | 0.00293 | 0.0040825 | 0.026394
| Rel.Std.Dev. |  | 4.903% | 9.609% |  | 4.899% | 4.187% | 30.98% | 88.91% | 11.89% | 8.374% | 3.656% | 4.763% | 0% | 0% | 2.285% | 3.656% | 33.7%
| PDM3 |  | -9.373% | 1.112% |  | 38.51% | 2.498% | 38.51% | 99.45% | 5.268% | 2.498% | -7.198% | -4.428% | 8.038% | -8.583% | 6.559% | -7.198% | -34.9%
| Z-Score (Absolute) |  | 0.83 | 0.1 | 7.32 | 2.5 | 0 | NA | 2.6 | 0.19 | 0 | 0.67 | 0.48 | 0.39 | 0.77 | 0.28 | 0.67 | 2.6
Results from laboratory 8 were removed due to their 0.1 ppm reading resolution.
| Analytical results for Bi in OREAS 48 (Certified Value 0.066 ppm) | [19 empty] | Certified
Bi | Round | Replicate | Lab | Lab | Lab | Lab | Lab | Lab | Lab | Lab | Lab | Lab | Lab | Lab | Lab | Lab | Lab | Lab | Lab |  | 1
| No | No | 02 | 03 | 04 | 05 | 06 | 07 | 08 | 09 | 10 | 11 | 12 | 13 | 15 | 16 | 17 | 18 | 19 |  | ppm
|  |  | AR*OES/MS | AR*MS | AR*MS | AR*OES | AR*MS | AR*MS | AR*OES/MS | AR*MS | AR*OES/MS | AR*MS | AR*MS | AR*MS | AR*MS | AR*MS | AR*MS | AR*OES/MS | AR*MS |  | 3
|  |  | 0.5g | 25g | 0.2g | 0.5g | 0.5g | 0.25g | 0.5g | 0.5g | 0.25g | 0.25g | 0.5g | 0.5g | 0.5g | 0.5g | 0.5g | 0.5g | 0.5g |  | 3
| 1 | 1 | 0.04 | 0.07 | 0.072912 | < 2 | 0.34 | 0.07 | 0.08 | 0.1 | 0.06 | 0.13 | 0.0614 | 0.0621 | 0.0656 | 0.0613 | 0.073518 | 0.06 | 0.06 |  | 1
| 1 | 2 | 0.04 | 0.07 | 0.081295 | < 2 | 0.34 | 0.06 | 0.09 | 0.08 | 0.07 | 0.12 | 0.0777 | 0.0628 | 0.0621 | 0.0619 | 0.066887 | 0.06 | 0.06 |  | 2
| 1 | 3 | 0.04 | 0.07 | 0.059067 | < 2 | 0.34 | 0.07 | 0.09 | 0.08 | 0.07 | 0.13 | 0.0652 | 0.0668 | 0.0644 | 0.0619 | 0.066101 | 0.06 | 0.05 |  | 16
| 1 | 4 | 0.04 | 0.07 | 0.060613 | < 2 | 0.34 | 0.07 | 0.08 | 0.07 | 0.07 | 0.14 | 0.0759 | 0.0699 | 0.0634 | 0.0664 | 0.062346 | 0.06 | 0.06 |  | 0.066258
| 1 | 5 | 0.04 | 0.07 | 0.076698 | < 2 | 0.33 | 0.06 | 0.08 | 0.07 | 0.07 | 0.11 | 0.0562 | 0.0649 | 0.0723 | 0.0701 | 0.066649 | 0.06 | 0.06 |  | 127
| 1 | 6 | 0.05 | 0.07 | 0.066332 | < 2 | 0.34 | 0.07 | 0.08 | 0.09 | 0.08 | 0.12 | 0.059 | 0.0607 | 0.0631 | 0.0615 | 0.067271 | 0.06 | 0.06
| Mean |  | 0.041667 | 0.07 | 0.069486 |  | 0.33833 | 0.066667 | 0.083333 | 0.081667 | 0.07 | 0.125 | 0.0659 | 0.064533 | 0.06515 | 0.06385 | 0.067129 | 0.06 | 0.058333
| Median |  | 0.04 | 0.07 | 0.069622 |  | 0.34 | 0.07 | 0.08 | 0.08 | 0.07 | 0.125 | 0.0633 | 0.06385 | 0.0639 | 0.0619 | 0.066768 | 0.06 | 0.06
| Std Dev. |  | 0.0040825 | 0 | 0.0089491 |  | 0.0040825 | 0.005164 | 0.005164 | 0.01169 | 0.0063246 | 0.010488 | 0.008963 | 0.0033969 | 0.0037001 | 0.003611 | 0.0036071 | 0 | 0.0040825
| Rel.Std.Dev. |  | 9.798% | 0% | 12.88% |  | 1.207% | 7.746% | 6.197% | 14.31% | 9.035% | 8.39% | 13.6% | 5.264% | 5.679% | 5.655% | 5.373% | 0% | 6.999%
| PDM3 |  | -37.11% | 5.648% | 4.873% |  | 410.6% | 0.6175% | 25.77% | 23.26% | 5.648% | 88.66% | -0.5396% | -2.602% | -1.672% | -3.634% | 1.315% | -9.444% | -11.96%
| Z-Score (Absolute) |  | 5.24 | 0.59 | 0.48 | 191.86 | 55.78 | 0.1 | 3.33 | 2.99 | 0.59 | 11.9 | 0.25 | 0.53 | 0.41 | 0.67 | 0 | 1.47 | 1.81
| Analytical results for Ca in OREAS 48 (Certified Value 0.905 wt.%) | [19 empty] | Certified
Ca | Round | Replicate | Lab | Lab | Lab | Lab | Lab | Lab | Lab | Lab | Lab | Lab | Lab | Lab | Lab | Lab | Lab |  |  |  | 1
| No | No | 02 | 03 | 04 | 05 | 06 | 07 | 08 | 09 | 10 | 12 | 13 | 15 | 16 | 18 | 19 |  |  |  | wt.%
|  |  | AR*OES/MS | AR*MS | AR*MS | AR*OES | AR*MS | AR*OES | AR*OES/MS | AR*OES | AR*OES/MS | AR*MS | AR*MS | AR*MS | AR*MS | AR*OES/MS | AR*MS |  |  |  | 3
|  |  | 0.5g | 25g | 0.2g | 0.5g | 0.5g | 0.25g | 0.5g | 0.5g | 0.25g | 0.5g | 0.5g | 0.5g | 0.5g | 0.5g | 0.5g |  |  |  | 3
| 1 | 1 | 0.706 | 1.11 | 0.92565 | 0.99 | 1.03 | 1.006 | 1.37 | 0.79 | 0.74 | 0.95 | 0.85 | 1.03 | 0.94 | 0.88 | 0.74 |  |  |  | 1
| 1 | 2 | 0.7142 | 1.05 | 0.94302 | 0.99 | 1 | 0.993 | 1.39 | 0.76 | 0.73 | 1 | 0.86 | 1.06 | 0.96 | 0.9 | 0.73 |  |  |  | #N/A
| 1 | 3 | 0.7035 | 1.14 | 0.91051 | 1.01 | 1.03 | 0.976 | 1.44 | 0.8 | 0.73 | 0.96 | 0.86 | 1.04 | 0.98 | 0.86 | 0.73 |  |  |  | 16
| 1 | 4 | 0.7014 | 1.09 | 0.91953 | 0.99 | 1.01 | 0.986 | 1.35 | 0.75 | 0.75 | 0.98 | 0.88 | 1.06 | 0.93 | 0.9 | 0.74 |  |  |  | 0.90488
| 1 | 5 | 0.7205 | 1.04 | 0.92056 | 1 | 0.99 | 0.967 | 1.36 | 0.84 | 0.72 | 0.92 | 0.87 | 1.06 | 0.95 | 0.89 | 0.73 |  |  |  | 128
| 1 | 6 | 0.7018 | 1.12 | 0.93237 | 0.99 | 1.02 | 0.973 | 1.3 | 0.72 | 0.73 | 0.96 | 0.88 | 1.02 | 0.93 | 0.9 | 0.72
| Mean |  | 0.7079 | 1.0917 | 0.92527 | 0.995 | 1.0133 | 0.9835 | 1.3683 | 0.77667 | 0.73333 | 0.96167 | 0.86667 | 1.045 | 0.94833 | 0.88833 | 0.73167
| Median |  | 0.70475 | 1.1 | 0.92311 | 0.99 | 1.015 | 0.981 | 1.365 | 0.775 | 0.73 | 0.96 | 0.865 | 1.05 | 0.945 | 0.895 | 0.73
| Std Dev. |  | 0.0077573 | 0.039707 | 0.011302 | 0.0083666 | 0.01633 | 0.014433 | 0.046224 | 0.042269 | 0.010328 | 0.027142 | 0.012111 | 0.017607 | 0.019408 | 0.016021 | 0.0075277
| Rel.Std.Dev. |  | 1.096% | 3.637% | 1.221% | 0.8409% | 1.612% | 1.467% | 3.378% | 5.442% | 1.408% | 2.822% | 1.397% | 1.685% | 2.047% | 1.803% | 1.029%
| PDM3 |  | -21.77% | 20.64% | 2.254% | 9.959% | 11.99% | 8.688% | 51.22% | -14.17% | -18.96% | 6.275% | -4.223% | 15.48% | 4.802% | -1.829% | -19.14%
| Z-Score (Absolute) |  | 1.99 | 1.18 | 0.19 | 0.39 | 0.54 | 0.29 | 3.47 | 1.42 | 1.78 | 0.11 | 0.67 | 0.8 | 0 | 0.5 | 1.79
| Analytical results for Cd in OREAS 48 (Certified Value 0.029 ppm) | [19 empty] | Certified
Cd | Round | Replicate | Lab | Lab | Lab | Lab | Lab | Lab | Lab | Lab | Lab | Lab | Lab | Lab | Lab | Lab | Lab | Lab |  |  | 1
| No | No | 03 | 04 | 05 | 06 | 07 | 08 | 09 | 10 | 11 | 12 | 13 | 15 | 16 | 17 | 18 | 19 |  |  | ppm
|  |  | AR*MS | AR*MS | AR*OES | AR*MS | AR*MS | AR*OES/MS | AR*MS | AR*OES/MS | AR*MS | AR*MS | AR*MS | AR*MS | AR*MS | AR*MS | AR*OES/MS | AR*MS |  |  | 3
|  |  | 25g | 0.2g | 0.5g | 0.5g | 0.25g | 0.5g | 0.5g | 0.25g | 0.25g | 0.5g | 0.5g | 0.5g | 0.5g | 0.5g | 0.5g | 0.5g |  |  | 3
| 1 | 1 | 0.03 | < 0.2 | < 0.2 | 0.04 | 0.03 | 0.02 | 0.03 | 0.03 | 0.03 | 0.026 | 0.022 | 0.029 | 0.03 | 0.028313 | 0.03 | 0.07 |  |  | 1
| 1 | 2 | 0.04 | < 0.2 | < 0.2 | 0.04 | 0.03 | 0.02 | 0.02 | 0.03 | 0.04 | 0.028 | 0.027 | 0.031 | 0.028 | 0.026256 | 0.03 | 0.03 |  |  | 3
| 1 | 3 | 0.03 | < 0.2 | < 0.2 | 0.04 | 0.03 | 0.01 | 0.03 | 0.03 | 0.04 | 0.027 | 0.027 | 0.027 | 0.03 | 0.028009 | 0.03 | 0.03 |  |  | 16
| 1 | 4 | 0.03 | < 0.2 | < 0.2 | 0.04 | 0.03 | 0.04 | 0.03 | 0.01 | 0.04 | 0.029 | 0.026 | 0.025 | 0.028 | 0.025683 | 0.03 | 0.03 |  |  | 0.028946
| 1 | 5 | 0.04 | < 0.2 | < 0.2 | 0.04 | 0.03 | 0.04 | 0.02 | 0.03 | 0.04 | 0.024 | 0.028 | 0.031 | 0.027 | 0.02776 | 0.03 | 0.03 |  |  | 129
| 1 | 6 | 0.03 | < 0.2 | < 0.2 | 0.04 | 0.03 | 0.01 | 0.02 | 0.04 | 0.03 | 0.024 | 0.03 | 0.026 | 0.027 | 0.029076 | 0.03 | 0.03
| Mean |  | 0.033333 |  |  | 0.04 | 0.03 | 0.023333 | 0.025 | 0.028333 | 0.036667 | 0.026333 | 0.026667 | 0.028167 | 0.028333 | 0.027516 | 0.03 | 0.036667
| Median |  | 0.03 |  |  | 0.04 | 0.03 | 0.02 | 0.025 | 0.03 | 0.04 | 0.0265 | 0.027 | 0.028 | 0.028 | 0.027884 | 0.03 | 0.03
| Std Dev. |  | 0.005164 |  |  | 0 | 0 | 0.013663 | 0.0054772 | 0.0098319 | 0.005164 | 0.0020656 | 0.0026583 | 0.0025626 | 0.0013663 | 0.0012897 | 0 | 0.01633
| Rel.Std.Dev. |  | 15.49% |  |  | 0% | 0% | 58.55% | 21.91% | 34.7% | 14.08% | 7.844% | 9.969% | 9.098% | 4.822% | 4.687% | 0% | 44.54%
| PDM3 |  | 15.16% |  |  | 38.19% | 3.642% | -19.39% | -13.63% | -2.116% | 26.67% | -9.025% | -7.874% | -2.692% | -2.116% | -4.939% | 3.642% | 26.67%
| Z-Score (Absolute) |  | 0.8 | 13.65 | 13.65 | 2.09 | 0.16 | 1.12 | 0.8 | 0.16 | 1.44 | 0.55 | 0.48 | 0.19 | 0.16 | 0.32 | 0.16 | 1.44
| Analytical results for Ce in OREAS 48 (Certified Value 26.8 ppm) | [19 empty] | Certified
Ce | Round | Replicate | Lab | Lab | Lab | Lab | Lab | Lab | Lab | Lab | Lab | Lab | Lab | Lab | Lab | Lab | Lab | Lab |  |  | 1
| No | No | 01 | 03 | 04 | 06 | 07 | 08 | 09 | 10 | 11 | 12 | 13 | 15 | 16 | 17 | 18 | 19 |  |  | ppm
|  |  | AR*OES | AR*MS | AR*MS | AR*MS | AR*MS | AR*OES/MS | AR*MS | AR*OES/MS | AR*MS | AR*MS | AR*MS | AR*MS | AR*MS | AR*MS | AR*OES/MS | AR*MS |  |  | 1
|  |  | 0.25g | 25g | 0.2g | 0.5g | 0.25g | 0.5g | 0.5g | 0.25g | 0.25g | 0.5g | 0.5g | 0.5g | 0.5g | 0.5g | 0.5g | 0.5g |  |  | 2
| 1 | 1 | 30.6363 | 26.235 | 27.02 | 29.25 | 26.86 | 28.7 | 32.7 | 23.74 | 24.36 | 25.6 | 25.6 | 28.3 | 24.9 | 26.3319 | 27.68 | 24.1 |  |  | 1
| 1 | 2 | 30.61 | 25.36 | 27.3215 | 28.58 | 26.49 | 30.7 | 31.6 | 24.98 | 24.52 | 26.8 | 26.4 | 30.3 | 25.7 | 26.4237 | 27.3 | 24.8 |  |  | #N/A
| 1 | 3 | 30.8259 | 27.383 | 26.2354 | 28.34 | 26.28 | 29.6 | 36.8 | 24.9 | 24.42 | 25.8 | 26.9 | 29.3 | 26.5 | 26.2822 | 27.26 | 24 |  |  | 16
| 1 | 4 | 30.8469 | 26.332 | 26.4781 | 28.3 | 25.95 | 28.2 | 34.4 | 24.46 | 24.39 | 25.8 | 26.6 | 28.7 | 25.2 | 26.0688 | 27.38 | 24.8 |  |  | 26.782
| 1 | 5 | 30.0535 | 25.611 | 27.3167 | 29.03 | 25.99 | 30.5 | 30.4 | 24.87 | 24.34 | 25 | 26.5 | 29.1 | 25.1 | 26.083 | 27.67 | 23.7 |  |  | 130
| 1 | 6 | 30.3105 | 27.172 | 27.3518 | 28.86 | 25.54 | 27.9 | 35.3 | 25.33 | 24.38 | 25.8 | 26.1 | 27.9 | 25.5 | 26.5065 | 27.03 | 24.7
| Mean |  | 30.5472 | 26.3488 | 26.9539 | 28.7267 | 26.185 | 29.2667 | 33.5333 | 24.7133 | 24.4017 | 25.8 | 26.35 | 28.9333 | 25.4833 | 26.2827 | 27.3867 | 24.35
| Median |  | 30.6231 | 26.2835 | 27.1684 | 28.72 | 26.135 | 29.15 | 33.55 | 24.885 | 24.385 | 25.8 | 26.45 | 28.9 | 25.35 | 26.3071 | 27.34 | 24.4
| Std Dev. |  | 0.30956 | 0.81025 | 0.48418 | 0.38386 | 0.46194 | 1.1843 | 2.3997 | 0.55178 | 0.064005 | 0.57966 | 0.45056 | 0.84301 | 0.57417 | 0.17778 | 0.25185 | 0.47645
| Rel.Std.Dev. |  | 1.013% | 3.075% | 1.796% | 1.336% | 1.764% | 4.047% | 7.156% | 2.233% | 0.2623% | 2.247% | 1.71% | 2.914% | 2.253% | 0.6764% | 0.9196% | 1.957%
| PDM3 |  | 14.06% | -1.617% | 0.6421% | 7.261% | -2.229% | 9.278% | 25.21% | -7.724% | -8.888% | -3.666% | -1.613% | 8.033% | -4.849% | -1.864% | 2.258% | -9.081%
| Z-Score (Absolute) |  | 2.12 | 0 | 0.3 | 1.2 | 0.08 | 1.47 | 3.62 | 0.83 | 0.98 | 0.28 | 0 | 1.3 | 0.44 | 0.03 | 0.52 | 1.01
| Analytical results for Co in OREAS 48 (Certified Value 11.8 ppm) | [19 empty] | Certified
Co | Round | Replicate | Lab | Lab | Lab | Lab | Lab | Lab | Lab | Lab | Lab | Lab | Lab | Lab | Lab | Lab | Lab | Lab | Lab |  | 1
| No | No | 01 | 03 | 04 | 05 | 06 | 07 | 08 | 09 | 10 | 11 | 12 | 13 | 15 | 16 | 17 | 18 | 19 |  | ppm
|  |  | AR*OES | AR*MS | AR*MS | AR*OES | AR*MS | AR*MS | AR*OES/MS | AR*MS | AR*OES/MS | AR*MS | AR*MS | AR*MS | AR*MS | AR*MS | AR*MS | AR*OES/MS | AR*MS |  | 1
|  |  | 0.25g | 25g | 0.2g | 0.5g | 0.5g | 0.25g | 0.5g | 0.5g | 0.25g | 0.25g | 0.5g | 0.5g | 0.5g | 0.5g | 0.5g | 0.5g | 0.5g |  | 2
| 1 | 1 | 13.302 | 11.3 | 12.4136 | 12 | 10.74 | 11.8 | 13.6 | 9.5 | 11.33 | 11.82 | 11.65 | 11.45 | 12.25 | 11.6 | 11.9301 | 11.5 | 10.7 |  | 1
| 1 | 2 | 13.2341 | 10.8 | 12.3689 | 12 | 11.68 | 11.5 | 13.8 | 9.1 | 11.66 | 11.69 | 12.65 | 11.7 | 12.6 | 11.8 | 11.6831 | 12 | 10.9 |  | #N/A
| 1 | 3 | 13.432 | 11.6 | 11.8957 | 12 | 11.07 | 11.8 | 13.9 | 10.3 | 11.68 | 11.76 | 11.8 | 11.4 | 12.7 | 11.9 | 11.911 | 11.5 | 10.7 |  | 16
| 1 | 4 | 13.3653 | 11.5 | 12.1101 | 12 | 12.09 | 11.9 | 13.1 | 9.9 | 11.85 | 11.75 | 11.5 | 11.65 | 12.4 | 11.55 | 11.5416 | 12.2 | 11 |  | 11.781
| 1 | 5 | 13.233 | 11.2 | 12.2707 | 12 | 11.7 | 12 | 13.3 | 8.7 | 11.64 | 11.88 | 11.5 | 11.65 | 12.75 | 11.75 | 11.7628 | 12.1 | 10.9 |  | 131
| 1 | 6 | 13.294 | 11.8 | 11.8589 | 12 | 11.07 | 12.2 | 12.8 | 10.1 | 11.6 | 11.85 | 11.65 | 11.5 | 12.15 | 11.6 | 11.7944 | 11.7 | 10.5
| Mean |  | 13.3101 | 11.3667 | 12.153 | 12 | 11.3917 | 11.8667 | 13.4167 | 9.6 | 11.6267 | 11.7917 | 11.7917 | 11.5583 | 12.475 | 11.7 | 11.7705 | 11.8333 | 10.7833
| Median |  | 13.298 | 11.4 | 12.1904 | 12 | 11.375 | 11.85 | 13.45 | 9.7 | 11.65 | 11.79 | 11.65 | 11.575 | 12.5 | 11.675 | 11.7786 | 11.85 | 10.8
| Std Dev. |  | 0.077387 | 0.35024 | 0.23788 | 0 | 0.50941 | 0.23381 | 0.42622 | 0.61644 | 0.16896 | 0.070828 | 0.43522 | 0.12416 | 0.24648 | 0.13784 | 0.14552 | 0.30768 | 0.18348
| Rel.Std.Dev. |  | 0.5814% | 3.081% | 1.957% | 0% | 4.472% | 1.97% | 3.177% | 6.421% | 1.453% | 0.6007% | 3.691% | 1.074% | 1.976% | 1.178% | 1.236% | 2.6% | 1.702%
| PDM3 |  | 12.98% | -3.517% | 3.157% | 1.859% | -3.305% | 0.7268% | 13.88% | -18.51% | -1.31% | 0.09022% | 0.09022% | -1.89% | 5.891% | -0.6879% | -0.08936% | 0.4439% | -8.469%
| Z-Score (Absolute) |  | 4.39 | 1.23 | 1.04 | 0.6 | 1.16 | 0.22 | 4.7 | 6.33 | 0.48 | 0 | 0 | 0.67 | 1.97 | 0.26 | 0.06 | 0.12 | 2.91
| Analytical results for Cr in OREAS 48 (Certified Value 36.8 ppm) | [19 empty] | Certified
Cr | Round | Replicate | Lab | Lab | Lab | Lab | Lab | Lab | Lab | Lab | Lab | Lab | Lab | Lab | Lab | Lab | Lab | Lab |  |  | 1
| No | No | 03 | 04 | 05 | 06 | 07 | 08 | 09 | 10 | 11 | 12 | 13 | 15 | 16 | 17 | 18 | 19 |  |  | ppm
|  |  | AR*MS | AR*MS | AR*OES | AR*MS | AR*OES | AR*OES/MS | AR*OES | AR*OES/MS | AR*MS | AR*MS | AR*MS | AR*MS | AR*MS | AR*MS | AR*OES/MS | AR*MS |  |  | 1
|  |  | 25g | 0.2g | 0.5g | 0.5g | 0.25g | 0.5g | 0.5g | 0.25g | 0.25g | 0.5g | 0.5g | 0.5g | 0.5g | 0.5g | 0.5g | 0.5g |  |  | 2
| 1 | 1 | 37 | 36.3884 | 38 | 36 | 36 | 41 | 28 | 33.24 | 35.16 | 35.4 | 36 | 39.8 | 37.1 | 38.4724 | 37 | 34.3 |  |  | 1
| 1 | 2 | 35 | 37.2277 | 38 | 38 | 37 | 42 | 25 | 32.81 | 34.57 | 37.6 | 36.1 | 39.6 | 37.2 | 37.2431 | 38 | 35.6 |  |  | #N/A
| 1 | 3 | 38 | 36.448 | 37 | 37 | 37 | 42 | 30 | 32.63 | 35.49 | 35.3 | 35.8 | 39.2 | 37.2 | 37.8329 | 37 | 34.1 |  |  | 16
| 1 | 4 | 37 | 36.4435 | 38 | 37 | 37 | 42 | 24 | 33.19 | 35.48 | 35.6 | 36.1 | 39 | 35.9 | 36.8369 | 38 | 34.5 |  |  | 36.8031
| 1 | 5 | 36 | 36.6235 | 39 | 38 | 37 | 40 | 32 | 32.98 | 35.52 | 33.7 | 36.8 | 39.8 | 36.9 | 37.74 | 37 | 34.7 |  |  | 132
| 1 | 6 | 39 | 36.2925 | 39 | 38 | 36 | 38 | 26 | 32.43 | 35.24 | 34.6 | 36 | 37.8 | 36.6 | 37.892 | 37 | 35.8
| Mean |  | 37 | 36.5706 | 38.1667 | 37.3333 | 36.6667 | 40.8333 | 27.5 | 32.88 | 35.2433 | 35.3667 | 36.1333 | 39.2 | 36.8167 | 37.6695 | 37.3333 | 34.8333
| Median |  | 37 | 36.4457 | 38 | 37.5 | 37 | 41.5 | 27 | 32.895 | 35.36 | 35.35 | 36.05 | 39.4 | 37 | 37.7864 | 37 | 34.6
| Std Dev. |  | 1.4142 | 0.33949 | 0.75277 | 0.8165 | 0.5164 | 1.6021 | 3.0822 | 0.31799 | 0.36159 | 1.2972 | 0.34448 | 0.75895 | 0.50365 | 0.56583 | 0.5164 | 0.70333
| Rel.Std.Dev. |  | 3.822% | 0.9283% | 1.972% | 2.187% | 1.408% | 3.923% | 11.21% | 0.9671% | 1.026% | 3.668% | 0.9534% | 1.936% | 1.368% | 1.502% | 1.383% | 2.019%
| PDM3 |  | 0.535% | -0.6318% | 3.705% | 1.441% | -0.3708% | 10.95% | -25.28% | -10.66% | -4.238% | -3.903% | -1.82% | 6.513% | 0.0368% | 2.354% | 1.441% | -5.352%
| Z-Score (Absolute) |  | 0.15 | 0.1 | 0.83 | 0.35 | 0.04 | 2.4 | 5.41 | 2.26 | 0.88 | 0.81 | 0.36 | 1.44 | 0.04 | 0.54 | 0.35 | 1.12
| Analytical results for Cs in OREAS 48 (Certified Value 0.73 ppm) | [19 empty] | Certified
Cs | Round | Replicate | Lab | Lab | Lab | Lab | Lab | Lab | Lab | Lab | Lab | Lab | Lab | Lab | Lab | Lab | Lab | Lab |  |  | 1
| No | No | 01 | 03 | 04 | 06 | 07 | 08 | 09 | 10 | 11 | 12 | 13 | 15 | 16 | 17 | 18 | 19 |  |  | ppm
|  |  | AR*OES | AR*MS | AR*MS | AR*MS | AR*MS | AR*OES/MS | AR*MS | AR*OES/MS | AR*MS | AR*MS | AR*MS | AR*MS | AR*MS | AR*MS | AR*OES/MS | AR*MS |  |  | 2
|  |  | 0.25g | 25g | 0.2g | 0.5g | 0.25g | 0.5g | 0.5g | 0.25g | 0.25g | 0.5g | 0.5g | 0.5g | 0.5g | 0.5g | 0.5g | 0.5g |  |  | 3
| 1 | 1 | 0.8689 | 0.75 | 0.78008 | 0.69 | 0.69 | 0.58 | 0.89 | 0.76 | 0.63 | 0.704 | 0.698 | 0.768 | 0.708 | 0.72391 | 0.78 | 0.78 |  |  | 1
| 1 | 2 | 0.7887 | 0.68 | 0.74926 | 0.69 | 0.69 | 0.62 | 0.82 | 0.77 | 0.62 | 0.739 | 0.731 | 0.786 | 0.719 | 0.72979 | 0.77 | 0.78 |  |  | #N/A
| 1 | 3 | 0.864 | 0.74 | 0.769 | 0.68 | 0.72 | 0.62 | 0.97 | 0.78 | 0.62 | 0.697 | 0.737 | 0.767 | 0.756 | 0.72834 | 0.76 | 0.75 |  |  | 16
| 1 | 4 | 0.8671 | 0.76 | 0.75478 | 0.72 | 0.69 | 0.61 | 0.91 | 0.76 | 0.61 | 0.712 | 0.736 | 0.772 | 0.714 | 0.71999 | 0.8 | 0.77 |  |  | 0.72996
| 1 | 5 | 0.8235 | 0.73 | 0.79648 | 0.71 | 0.74 | 0.61 | 0.91 | 0.81 | 0.63 | 0.694 | 0.735 | 0.799 | 0.688 | 0.72414 | 0.79 | 0.77 |  |  | 133
| 1 | 6 | 0.8383 | 0.76 | 0.76894 | 0.65 | 0.7 | 0.69 | 0.84 | 0.82 | 0.6 | 0.712 | 0.721 | 0.751 | 0.719 | 0.73057 | 0.75 | 0.76
| Mean |  | 0.84175 | 0.73667 | 0.76976 | 0.69 | 0.705 | 0.62167 | 0.89 | 0.78333 | 0.61833 | 0.70967 | 0.72633 | 0.77383 | 0.71733 | 0.72612 | 0.775 | 0.76833
| Median |  | 0.85115 | 0.745 | 0.76897 | 0.69 | 0.695 | 0.615 | 0.9 | 0.775 | 0.62 | 0.708 | 0.733 | 0.77 | 0.7165 | 0.72624 | 0.775 | 0.77
| Std Dev. |  | 0.03173 | 0.030111 | 0.017123 | 0.024495 | 0.020736 | 0.03656 | 0.054037 | 0.02582 | 0.01169 | 0.016182 | 0.015069 | 0.016654 | 0.022178 | 0.0041118 | 0.018708 | 0.01169
| Rel.Std.Dev. |  | 3.77% | 4.087% | 2.224% | 3.55% | 2.941% | 5.881% | 6.072% | 3.296% | 1.891% | 2.28% | 2.075% | 2.152% | 3.092% | 0.5663% | 2.414% | 1.522%
| PDM3 |  | 15.31% | 0.9182% | 5.451% | -5.475% | -3.42% | -14.84% | 21.92% | 7.311% | -15.29% | -2.781% | -0.4974% | 6.01% | -1.73% | -0.5261% | 6.17% | 5.256%
| Z-Score (Absolute) |  | 1.86 | 0.09 | 0.65 | 0.7 | 0.45 | 1.86 | 2.68 | 0.88 | 1.91 | 0.37 | 0.09 | 0.72 | 0.24 | 0.09 | 0.74 | 0.62
| Analytical results for Cu in OREAS 48 (Certified Value 39.7 ppm) | [19 empty] | Certified
Cu | Round | Replicate | Lab | Lab | Lab | Lab | Lab | Lab | Lab | Lab | Lab | Lab | Lab | Lab | Lab | Lab | Lab | Lab | Lab |  | 1
| No | No | 02 | 03 | 04 | 05 | 06 | 07 | 08 | 09 | 10 | 11 | 12 | 13 | 15 | 16 | 17 | 18 | 19 |  | ppm
|  |  | AR*OES/MS | AR*MS | AR*MS | AR*OES | AR*MS | AR*OES | AR*OES/MS | AR*MS | AR*OES/MS | AR*MS | AR*MS | AR*MS | AR*MS | AR*MS | AR*MS | AR*OES/MS | AR*MS |  | 1
|  |  | 0.5g | 25g | 0.2g | 0.5g | 0.5g | 0.25g | 0.5g | 0.5g | 0.25g | 0.25g | 0.5g | 0.5g | 0.5g | 0.5g | 0.5g | 0.5g | 0.5g |  | 2
| 1 | 1 | 40 | 37.9 | 40.9189 | 37 | 38.46 | 40.2 | 43.8 | 41.6 | 41.66 | 40.45 | 38.3 | 39 | 39.6 | 39.3 | 39.696 | 38.5 | 41 |  | 1
| 1 | 2 | 41 | 35.7 | 41.3362 | 36 | 39.6 | 38.8 | 43.6 | 41.3 | 41.54 | 40.44 | 38.3 | 38.6 | 40.7 | 38.5 | 38.9792 | 39.4 | 42.8 |  | #N/A
| 1 | 3 | 40 | 38.9 | 40.4934 | 37 | 37.84 | 38.6 | 42.1 | 46.1 | 41.12 | 40.32 | 37.6 | 39.3 | 40.6 | 39.4 | 39.9712 | 39 | 40.6 |  | 16
| 1 | 4 | 39 | 38.7 | 40.7926 | 37 | 37.13 | 39 | 40.6 | 43.6 | 41.85 | 40.36 | 37.7 | 39.6 | 40.5 | 38.2 | 39.0789 | 40.2 | 41.9 |  | 39.7092
| 1 | 5 | 40 | 37.5 | 40.1256 | 36 | 39.2 | 38.9 | 42.4 | 39.2 | 41.14 | 40.49 | 37.1 | 39.9 | 41.2 | 40.3 | 39.4325 | 39.9 | 41.9 |  | 134
| 1 | 6 | 40 | 39 | 39.6748 | 37 | 39.37 | 38.7 | 37.9 | 42.6 | 42.7 | 40.38 | 37.1 | 39.4 | 39.1 | 39.4 | 39.1267 | 38.4 | 42.1
| Mean |  | 40 | 37.95 | 40.5569 | 36.6667 | 38.6 | 39.0333 | 41.7333 | 42.4 | 41.6683 | 40.4067 | 37.6833 | 39.3 | 40.2833 | 39.1833 | 39.3807 | 39.2333 | 41.7167
| Median |  | 40 | 38.3 | 40.643 | 37 | 38.83 | 38.85 | 42.25 | 42.1 | 41.6 | 40.41 | 37.65 | 39.35 | 40.55 | 39.35 | 39.2796 | 39.2 | 41.9
| Std Dev. |  | 0.63246 | 1.2518 | 0.59367 | 0.5164 | 0.97067 | 0.58878 | 2.2051 | 2.335 | 0.58201 | 0.06377 | 0.53821 | 0.45607 | 0.77825 | 0.74677 | 0.39181 | 0.73394 | 0.79352
| Rel.Std.Dev. |  | 1.581% | 3.299% | 1.464% | 1.408% | 2.515% | 1.508% | 5.284% | 5.507% | 1.397% | 0.1578% | 1.428% | 1.16% | 1.932% | 1.906% | 0.9949% | 1.871% | 1.902%
| PDM3 |  | 0.7324% | -4.43% | 2.135% | -7.662% | -2.793% | -1.702% | 5.097% | 6.776% | 4.934% | 1.756% | -5.102% | -1.03% | 1.446% | -1.324% | -0.8271% | -1.198% | 5.055%
| Z-Score (Absolute) |  | 0.41 | 0.94 | 0.77 | 1.78 | 0.51 | 0.23 | 1.55 | 1.98 | 1.5 | 0.67 | 1.12 | 0.05 | 0.59 | 0.13 | 0 | 0.1 | 1.54
| Analytical results for Dy in OREAS 48 (Certified Value 0.96 ppm) | [19 empty] | Certified
Dy | Round | Replicate | Lab | Lab | Lab | Lab | Lab | Lab | [12 empty] | 1
| No | No | 01 | 03 | 04 | 08 | 11 | 17 | [12 empty] | ppm
|  |  | AR*OES | AR*MS | AR*MS | AR*OES/MS | AR*MS | AR*MS | [12 empty] | 2
|  |  | 0.25g | 25g | 0.2g | 0.5g | 0.25g | 0.5g | [12 empty] | 2
| 1 | 1 | 1.1402 | 0.885 | 0.93543 | 1.1 | 0.81 | 0.83611 | [12 empty] | 1
| 1 | 2 | 1.0807 | 0.894 | 0.95392 | 1.2 | 0.83 | 0.85758 | [12 empty] | #N/A
| 1 | 3 | 1.1784 | 0.933 | 0.88841 | 1.2 | 0.83 | 0.84194 | [12 empty] | 16
| 1 | 4 | 1.1753 | 0.878 | 0.91608 | 1.2 | 0.82 | 0.81321 | [12 empty] | 0.96357
| 1 | 5 | 1.0794 | 0.858 | 0.91866 | 1.1 | 0.84 | 0.84032 | [12 empty] | 135
| 1 | 6 | 1.1545 | 0.962 | 0.95001 | 1.1 | 0.82 | 0.83854
| Mean |  | 1.1348 | 0.90167 | 0.92709 | 1.15 | 0.825 | 0.83795
| Median |  | 1.1474 | 0.8895 | 0.92704 | 1.15 | 0.825 | 0.83943
| Std Dev. |  | 0.044619 | 0.038537 | 0.024505 | 0.054772 | 0.010488 | 0.014301
| Rel.Std.Dev. |  | 3.932% | 4.274% | 2.643% | 4.763% | 1.271% | 1.707%
| PDM3 |  | 17.77% | -6.424% | -3.786% | 19.35% | -14.38% | -13.04%
| Z-Score (Absolute) |  | 1.79 | 0.1 | 0.1 | 1.92 | 0.73 | 0.62
| Analytical results for Er in OREAS 48 (Indicative Value 0.43 ppm) | [19 empty] | Indicative
Er | Round | Replicate | Lab | Lab | Lab | Lab | Lab | Lab | [12 empty] | 1
| No | No | 01 | 03 | 04 | 08 | 11 | 17 | [12 empty] | ppm
|  |  | AR*OES | AR*MS | AR*MS | AR*OES/MS | AR*MS | AR*MS | [12 empty] | 2
|  |  | 0.25g | 25g | 0.2g | 0.5g | 0.25g | 0.5g | [12 empty] | 2
| 1 | 1 | 0.633 | 0.437 | 0.44201 | 0.6 | 0.43 | 0.419 | [12 empty] | 1
| 1 | 2 | 0.586 | 0.438 | 0.45658 | 0.6 | 0.41 | 0.42401 | [12 empty] | 10
| 1 | 3 | 0.6871 | 0.474 | 0.43707 | 0.6 | 0.39 | 0.41301 | [12 empty] | 16
| 1 | 4 | 0.6469 | 0.438 | 0.44397 | 0.5 | 0.41 | 0.40998 | [12 empty] | 0.4325
| 1 | 5 | 0.5961 | 0.424 | 0.46713 | 0.6 | 0.44 | 0.41767 | [12 empty] | 16
| 1 | 6 | 0.6171 | 0.467 | 0.44869 | 0.6 | 0.42 | 0.42299
| Mean |  | 0.6277 | 0.44633 | 0.44924 | 0.58333 | 0.41667 | 0.41778
| Median |  | 0.62505 | 0.438 | 0.44633 | 0.6 | 0.415 | 0.41834
| Std Dev. |  | 0.03681 | 0.019582 | 0.010977 | 0.040825 | 0.017512 | 0.0054963
| Rel.Std.Dev. |  | 5.864% | 4.387% | 2.443% | 6.999% | 4.203% | 1.316%
| PDM3 |  | 45.13% | 3.197% | 3.87% | 34.87% | -3.662% | -3.405%
| Z-Score (Absolute) |  | 3.97 | 0.03 | 0.03 | 2.99 | 0.69 | 0.66
| Analytical results for Eu in OREAS 48 (Certified Value 0.43 ppm) | [19 empty] | Certified
Eu | Round | Replicate | Lab | Lab | Lab | Lab | Lab | Lab | [12 empty] | 1
| No | No | 01 | 03 | 04 | 08 | 11 | 17 | [12 empty] | ppm
|  |  | AR*OES | AR*MS | AR*MS | AR*OES/MS | AR*MS | AR*MS | [12 empty] | 2
|  |  | 0.25g | 25g | 0.2g | 0.5g | 0.25g | 0.5g | [12 empty] | 2
| 1 | 1 | 0.5643 | 0.392 | 0.42806 | 0.5 | 0.32 | 0.38904 | [12 empty] | 1
| 1 | 2 | 0.5548 | 0.389 | 0.44296 | 0.5 | 0.33 | 0.39455 | [12 empty] | #N/A
| 1 | 3 | 0.5857 | 0.434 | 0.4039 | 0.5 | 0.32 | 0.38538 | [12 empty] | 16
| 1 | 4 | 0.5799 | 0.405 | 0.41499 | 0.5 | 0.29 | 0.38697 | [12 empty] | 0.43026
| 1 | 5 | 0.5727 | 0.383 | 0.42104 | 0.4 | 0.34 | 0.3899 | [12 empty] | 136
| 1 | 6 | 0.5318 | 0.42 | 0.41705 | 0.5 | 0.31 | 0.39341
| Mean |  | 0.56487 | 0.40383 | 0.42133 | 0.48333 | 0.31833 | 0.38988
| Median |  | 0.5685 | 0.3985 | 0.41905 | 0.5 | 0.32 | 0.38947
| Std Dev. |  | 0.019578 | 0.019833 | 0.013234 | 0.040825 | 0.017224 | 0.0035683
| Rel.Std.Dev. |  | 3.466% | 4.911% | 3.141% | 8.447% | 5.411% | 0.9152%
| PDM3 |  | 31.28% | -6.143% | -2.075% | 12.33% | -26.01% | -9.387%
| Z-Score (Absolute) |  | 2.2 | 0.13 | 0.13 | 1.02 | 1.36 | 0.33
| Analytical results for Fe in OREAS 48 (Certified Value 2.1 wt.%) | [19 empty] | Certified
Fe | Round | Replicate | Lab | Lab | Lab | Lab | Lab | Lab | Lab | Lab | Lab | Lab | Lab | Lab | Lab | Lab | Lab | Lab |  |  | 1
| No | No | 02 | 03 | 04 | 05 | 06 | 07 | 08 | 09 | 10 | 11 | 12 | 13 | 15 | 16 | 18 | 19 |  |  | wt.%
|  |  | AR*OES/MS | AR*MS | AR*MS | AR*OES | AR*MS | AR*OES | AR*OES/MS | AR*MS | AR*OES/MS | AR*MS | AR*MS | AR*MS | AR*MS | AR*MS | AR*OES/MS | AR*MS |  |  | 2
|  |  | 0.5g | 25g | 0.2g | 0.5g | 0.5g | 0.25g | 0.5g | 0.5g | 0.25g | 0.25g | 0.5g | 0.5g | 0.5g | 0.5g | 0.5g | 0.5g |  |  | 2
| 1 | 1 | 1.7685 | 2.2 | 2.1858 | 2.3 | 2.16 | 2.3 | 2.62 | 1.64 | 1.91 | 2.0754 | 2.06 | 2.01 | 2.27 | 2.06 | 2.1 | 1.85 |  |  | 1
| 1 | 2 | 1.7915 | 2.12 | 2.2306 | 2.3 | 2.12 | 2.28 | 2.73 | 1.55 | 1.89 | 2.0643 | 2.13 | 2.05 | 2.34 | 2.1 | 2.13 | 1.88 |  |  | #N/A
| 1 | 3 | 1.7677 | 2.28 | 2.1502 | 2.25 | 2.17 | 2.27 | 2.84 | 1.82 | 1.9 | 2.0836 | 2.07 | 2.02 | 2.29 | 2.12 | 2.07 | 1.86 |  |  | 16
| 1 | 4 | 1.752 | 2.24 | 2.1705 | 2.27 | 2.14 | 2.28 | 2.64 | 1.72 | 1.93 | 2.0822 | 2.1 | 2.06 | 2.33 | 2.06 | 2.16 | 1.82 |  |  | 2.0964
| 1 | 5 | 1.7875 | 2.18 | 2.1999 | 2.27 | 2.1 | 2.23 | 2.64 | 1.52 | 1.87 | 2.0858 | 2.02 | 2.05 | 2.32 | 2.07 | 2.12 | 1.84 |  |  | 137
| 1 | 6 | 1.747 | 2.3 | 2.1586 | 2.31 | 2.13 | 2.27 | 2.35 | 1.71 | 1.88 | 2.0779 | 2.06 | 2.06 | 2.27 | 2.04 | 2.1 | 1.8
| Mean |  | 1.769 | 2.22 | 2.1826 | 2.2833 | 2.1367 | 2.2717 | 2.6367 | 1.66 | 1.8967 | 2.0782 | 2.0733 | 2.0417 | 2.3033 | 2.075 | 2.1133 | 1.8417
| Median |  | 1.7681 | 2.22 | 2.1782 | 2.285 | 2.135 | 2.275 | 2.64 | 1.675 | 1.895 | 2.08 | 2.065 | 2.05 | 2.305 | 2.065 | 2.11 | 1.845
| Std Dev. |  | 0.018019 | 0.066933 | 0.029593 | 0.023381 | 0.02582 | 0.023166 | 0.16281 | 0.11296 | 0.021602 | 0.0077982 | 0.037771 | 0.02137 | 0.030768 | 0.029496 | 0.030768 | 0.028577
| Rel.Std.Dev. |  | 1.019% | 3.015% | 1.356% | 1.024% | 1.208% | 1.02% | 6.175% | 6.805% | 1.139% | 0.3752% | 1.822% | 1.047% | 1.336% | 1.421% | 1.456% | 1.552%
| PDM3 |  | -15.62% | 5.895% | 4.112% | 8.917% | 1.92% | 8.36% | 25.77% | -20.82% | -9.528% | -0.8685% | -1.101% | -2.611% | 9.871% | -1.021% | 0.8074% | -12.15%
| Z-Score (Absolute) |  | 1.47 | 0.56 | 0.39 | 0.84 | 0.18 | 0.79 | 2.43 | 1.96 | 0.89 | 0.08 | 0.1 | 0.24 | 0.93 | 0.09 | 0.08 | 1.14
| Analytical results for Ga in OREAS 48 (Certified Value 4.48 ppm) | [19 empty] | Certified
Ga | Round | Replicate | Lab | Lab | Lab | Lab | Lab | Lab | Lab | Lab | Lab | Lab | Lab | Lab | Lab | Lab | Lab | Lab | Lab |  | 1
| No | No | 01 | 03 | 04 | 05 | 06 | 07 | 08 | 09 | 10 | 11 | 12 | 13 | 15 | 16 | 17 | 18 | 19 |  | ppm
|  |  | AR*OES | AR*MS | AR*MS | AR*OES | AR*MS | AR*MS | AR*OES/MS | AR*OES | AR*OES/MS | AR*MS | AR*MS | AR*MS | AR*MS | AR*MS | AR*MS | AR*OES/MS | AR*MS |  | 2
|  |  | 0.25g | 25g | 0.2g | 0.5g | 0.5g | 0.25g | 0.5g | 0.5g | 0.25g | 0.25g | 0.5g | 0.5g | 0.5g | 0.5g | 0.5g | 0.5g | 0.5g |  | 3
| 1 | 1 | 4.4489 | 4.89 | 4.9231 | 2 | 4.44 | 4.5 | 5.44 | < 10 | 3.6 | 4.68 | 4.23 | 4.69 | 4.82 | 4.38 | 4.462 | 4.63 | 3.85 |  | 1
| 1 | 2 | 4.2572 | 4.61 | 5.2509 | 2 | 4.42 | 4.4 | 5.63 | < 10 | 3.76 | 4.66 | 4.42 | 4.65 | 5.08 | 4.41 | 4.48 | 4.63 | 3.87 |  | #N/A
| 1 | 3 | 4.3573 | 4.98 | 4.9602 | 2 | 4.4 | 4.5 | 5.66 | < 10 | 3.72 | 4.69 | 4.13 | 4.56 | 5.05 | 4.42 | 4.4852 | 4.44 | 3.93 |  | 16
| 1 | 4 | 4.5743 | 4.79 | 5.0048 | < 2 | 4.53 | 4.5 | 5.2 | < 10 | 3.74 | 4.68 | 4.24 | 4.68 | 5.28 | 4.29 | 4.3625 | 4.54 | 3.98 |  | 4.484
| 1 | 5 | 4.2235 | 4.71 | 5.1646 | 2 | 4.32 | 4.4 | 5.36 | < 10 | 3.71 | 4.72 | 4.19 | 4.7 | 5.34 | 4.32 | 4.3712 | 4.62 | 3.98 |  | 138
| 1 | 6 | 4.2646 | 4.89 | 5.0392 | < 2 | 4.4 | 4.4 | 4.74 | < 10 | 3.74 | 4.71 | 4.3 | 4.66 | 5.11 | 4.21 | 4.409 | 4.53 | 3.83
| Mean |  | 4.3543 | 4.8117 | 5.0571 | 2 | 4.4183 | 4.45 | 5.3383 |  | 3.7117 | 4.69 | 4.2517 | 4.6567 | 5.1133 | 4.3383 | 4.4283 | 4.565 | 3.9067
| Median |  | 4.311 | 4.84 | 5.022 | 2 | 4.41 | 4.45 | 5.4 |  | 3.73 | 4.685 | 4.235 | 4.67 | 5.095 | 4.35 | 4.4355 | 4.58 | 3.9
| Std Dev. |  | 0.1356 | 0.13571 | 0.1261 | 0 | 0.06824 | 0.054772 | 0.33955 |  | 0.057417 | 0.021909 | 0.099883 | 0.050859 | 0.18457 | 0.08085 | 0.054775 | 0.076092 | 0.065929
| Rel.Std.Dev. |  | 3.114% | 2.82% | 2.493% | 0% | 1.544% | 1.231% | 6.361% |  | 1.547% | 0.4671% | 2.349% | 1.092% | 3.61% | 1.864% | 1.237% | 1.667% | 1.688%
| PDM3 |  | -2.892% | 7.308% | 12.78% | -55.4% | -1.464% | -0.7573% | 19.05% |  | -17.22% | 4.595% | -5.181% | 3.852% | 14.04% | -3.248% | -1.241% | 1.807% | -12.87%
| Z-Score (Absolute) |  | 0.27 | 1.02 | 1.71 | 7.82 | 0.09 | 0 | 2.5 | 1.55 | 2.07 | 0.67 | 0.56 | 0.58 | 1.86 | 0.31 | 0.06 | 0.32 | 1.53
| Analytical results for Gd in OREAS 48 (Certified Value 1.47 ppm) | [19 empty] | Certified
Gd | Round | Replicate | Lab | Lab | Lab | Lab | Lab | Lab | [12 empty] | 1
| No | No | 01 | 03 | 04 | 08 | 11 | 17 | [12 empty] | ppm
|  |  | AR*OES | AR*MS | AR*MS | AR*OES/MS | AR*MS | AR*MS | [12 empty] | 2
|  |  | 0.25g | 25g | 0.2g | 0.5g | 0.25g | 0.5g | [12 empty] | 2
| 1 | 1 | 2.124 | 1.325 | 1.3437 | 1.6 | 1.73 | 1.2761 | [12 empty] | 1
| 1 | 2 | 2.1524 | 1.321 | 1.4005 | 1.6 | 1.75 | 1.2805 | [12 empty] | #N/A
| 1 | 3 | 2.217 | 1.425 | 1.3293 | 1.7 | 1.74 | 1.2678 | [12 empty] | 16
| 1 | 4 | 2.1826 | 1.353 | 1.3642 | 1.6 | 1.71 | 1.2403 | [12 empty] | 1.4717
| 1 | 5 | 2.285 | 1.294 | 1.3524 | 1.7 | 1.79 | 1.2647 | [12 empty] | 139
| 1 | 6 | 2.307 | 1.412 | 1.3737 | 1.6 | 1.72 | 1.2882
| Mean |  | 2.2113 | 1.355 | 1.3606 | 1.6333 | 1.74 | 1.2696
| Median |  | 2.1998 | 1.339 | 1.3583 | 1.6 | 1.735 | 1.2719
| Std Dev. |  | 0.072852 | 0.052783 | 0.024943 | 0.05164 | 0.028284 | 0.016689
| Rel.Std.Dev. |  | 3.294% | 3.895% | 1.833% | 3.162% | 1.626% | 1.315%
| PDM3 |  | 50.26% | -7.93% | -7.548% | 10.98% | 18.23% | -13.73%
| Z-Score (Absolute) |  | 2.61 | 0.52 | 0.5 | 0.5 | 0.89 | 0.83
| Analytical results for Ge in OREAS 48 (Indicative Value 0.047 ppm) | [19 empty] | Indicative
Ge | Round | Replicate | Lab | Lab | Lab | Lab | Lab | Lab | Lab | Lab | Lab | Lab | Lab | Lab | Lab | [5 empty] | 1
| No | No | 01 | 04 | 06 | 07 | 08 | 09 | 11 | 12 | 13 | 15 | 16 | 18 | 19 | [5 empty] | ppm
|  |  | AR*OES | AR*MS | AR*MS | AR*MS | AR*OES/MS | AR*MS | AR*MS | AR*MS | AR*MS | AR*MS | AR*MS | AR*OES/MS | AR*MS | [5 empty] | 3
|  |  | 0.25g | 0.2g | 0.5g | 0.25g | 0.5g | 0.5g | 0.25g | 0.5g | 0.5g | 0.5g | 0.5g | 0.5g | 0.5g | [5 empty] | 3
| 1 | 1 | 0.1759 | < 0.2 | 0.05 | < 0.1 | < 0.1 | < 0.05 | 0.84 | 0.037 | 0.032 | 0.032 | 0.033 | < 0.05 | 0.09 | [5 empty] | 1
| 1 | 2 | 0.1535 | < 0.2 | 0.06 | < 0.1 | < 0.1 | 0.05 | 0.86 | 0.035 | 0.035 | 0.03 | 0.037 | < 0.05 | 0.1 | [5 empty] | 8
| 1 | 3 | 0.1728 | < 0.2 | 0.05 | < 0.1 | < 0.1 | < 0.05 | 0.82 | 0.037 | 0.028 | 0.032 | 0.037 | < 0.05 | 0.1 | [5 empty] | 16
| 1 | 4 | 0.1838 | < 0.2 | 0.05 | < 0.1 | < 0.1 | < 0.05 | 0.86 | 0.03 | 0.029 | 0.029 | 0.032 | < 0.05 | 0.09 | [5 empty] | 0.047024
| 1 | 5 | 0.1694 | < 0.2 | 0.06 | < 0.1 | < 0.1 | < 0.05 | 0.85 | 0.034 | 0.023 | 0.032 | 0.036 | < 0.05 | 0.09 | [5 empty] | 17
| 1 | 6 | 0.1737 | < 0.2 | 0.05 | < 0.1 | 0.2 | < 0.05 | 0.83 | 0.034 | 0.031 | 0.034 | 0.036 | < 0.05 | 0.1
| Mean |  | 0.17152 |  | 0.053333 |  | 0.2 | 0.05 | 0.84333 | 0.0345 | 0.029667 | 0.0315 | 0.035167 |  | 0.095
| Median |  | 0.17325 |  | 0.05 |  | 0.2 | 0.05 | 0.845 | 0.0345 | 0.03 | 0.032 | 0.036 |  | 0.095
| Std Dev. |  | 0.010056 |  | 0.005164 |  |  |  | 0.01633 | 0.0025884 | 0.0040825 | 0.0017607 | 0.002137 |  | 0.0054772
| Rel.Std.Dev. |  | 5.863% |  | 9.682% |  |  |  | 1.936% | 7.503% | 13.76% | 5.589% | 6.077% |  | 5.766%
| PDM3 |  | 264.7% |  | 13.42% |  | 325.3% | 6.329% | 1693% | -26.63% | -36.91% | -33.01% | -25.22% |  | 102%
| Z-Score (Absolute) |  | 3.93 | 1.62 | 0.11 | 0 | 0.81 | 0.67 | 25.68 | 0.5 | 0.66 | 0.6 | 0.48 | 0.81 | 1.46
| Analytical results for Hf in OREAS 48 (Certified Value 0.19 ppm) | [19 empty] | Certified
Hf | Round | Replicate | Lab | Lab | Lab | Lab | Lab | Lab | Lab | Lab | Lab | Lab | Lab | Lab | Lab | Lab | Lab |  |  |  | 1
| No | No | 03 | 04 | 06 | 07 | 08 | 09 | 10 | 11 | 12 | 13 | 15 | 16 | 17 | 18 | 19 |  |  |  | ppm
|  |  | AR*MS | AR*MS | AR*MS | AR*MS | AR*OES/MS | AR*MS | AR*OES/MS | AR*MS | AR*MS | AR*MS | AR*MS | AR*MS | AR*MS | AR*OES/MS | AR*MS |  |  |  | 2
|  |  | 25g | 0.2g | 0.5g | 0.25g | 0.5g | 0.5g | 0.25g | 0.25g | 0.5g | 0.5g | 0.5g | 0.5g | 0.5g | 0.5g | 0.5g |  |  |  | 2
| 1 | 1 | 0.2 | 0.15877 | 0.6 | 0.22 | < 0.1 | 0.21 | 0.17 | 0.18 | 0.193 | 0.179 | 0.201 | 0.19 | 0.16258 | 0.2 | 0.17 |  |  |  | 1
| 1 | 2 | 0.19 | 0.16601 | 0.64 | 0.24 | < 0.1 | 0.21 | 0.18 | 0.2 | 0.19 | 0.199 | 0.213 | 0.191 | 0.16332 | 0.21 | 0.17 |  |  |  | 4
| 1 | 3 | 0.18 | 0.15379 | 0.62 | 0.23 | < 0.1 | 0.27 | 0.17 | 0.18 | 0.192 | 0.192 | 0.208 | 0.192 | 0.16058 | 0.2 | 0.17 |  |  |  | 16
| 1 | 4 | 0.19 | 0.15622 | 0.64 | 0.22 | < 0.1 | 0.24 | 0.18 | 0.18 | 0.2 | 0.204 | 0.21 | 0.191 | 0.1585 | 0.2 | 0.17 |  |  |  | 0.19217
| 1 | 5 | 0.19 | 0.16188 | 0.64 | 0.21 | < 0.1 | 0.21 | 0.18 | 0.21 | 0.193 | 0.197 | 0.205 | 0.189 | 0.15633 | 0.22 | 0.17 |  |  |  | 140
| 1 | 6 | 0.21 | 0.1535 | 0.58 | 0.23 | 0.2 | 0.24 | 0.2 | 0.19 | 0.183 | 0.201 | 0.199 | 0.193 | 0.16396 | 0.21 | 0.17
| Mean |  | 0.19333 | 0.15836 | 0.62 | 0.225 | 0.2 | 0.23 | 0.18 | 0.19 | 0.19183 | 0.19533 | 0.206 | 0.191 | 0.16088 | 0.20667 | 0.17
| Median |  | 0.19 | 0.1575 | 0.63 | 0.225 | 0.2 | 0.225 | 0.18 | 0.185 | 0.1925 | 0.198 | 0.2065 | 0.191 | 0.16158 | 0.205 | 0.17
| Std Dev. |  | 0.010328 | 0.0049023 | 0.025298 | 0.010488 |  | 0.024495 | 0.010954 | 0.012649 | 0.0054924 | 0.0089592 | 0.0053666 | 0.0014142 | 0.002992 | 0.008165 | 0
| Rel.Std.Dev. |  | 5.342% | 3.096% | 4.08% | 4.661% |  | 10.65% | 6.086% | 6.657% | 2.863% | 4.587% | 2.605% | 0.7404% | 1.86% | 3.951% | 0%
| PDM3 |  | 0.6043% | -17.59% | 222.6% | 17.08% | 4.073% | 19.68% | -6.334% | -1.13% | -0.1763% | 1.645% | 7.196% | -0.6099% | -16.28% | 7.542% | -11.54%
| Z-Score (Absolute) |  | 0.07 | 1.52 | 19.46 | 1.51 | 5.31 | 1.74 | 0.54 | 0.08 | 0 | 0.16 | 0.64 | 0.04 | 1.41 | 0.67 | 0.99
| Analytical results for Hg in OREAS 48 (Indicative Value 0.011 ppm) | [19 empty] | Indicative
Hg | Round | Replicate | Lab | Lab | Lab | Lab | Lab | Lab | Lab | Lab | Lab | Lab | Lab | Lab | Lab | [5 empty] | 1
| No | No | 02 | 04 | 06 | 07 | 08 | 09 | 12 | 13 | 15 | 16 | 17 | 18 | 19 | [5 empty] | ppm
|  |  | AR*OES/MS | AR*MS | AR*MS | AR*MS | AR*OES/MS | AR*MS | AR*MS | AR*MS | AR*MS | AR*MS | AR*MS | AR*OES/MS | AR*MS | [5 empty] | 3
|  |  | 0.5g | 0.2g | 0.5g | 0.25g | 0.5g | 0.5g | 0.5g | 0.5g | 0.5g | 0.5g | 0.5g | 0.5g | 0.5g | [5 empty] | 3
| 1 | 1 | 0.02 | < 1 | 0.07 | < 0.01 | < 0.01 | < 0.01 | < 0.004 | 0.007 | < 0.004 | < 0.004 | 0.0011206 | < 0.005 | 0.03 | [5 empty] | 1
| 1 | 2 | < 0.01 | < 1 | 0.07 | < 0.01 | < 0.01 | < 0.01 | < 0.004 | 0.007 | < 0.004 | < 0.004 | 0.00052943 | < 0.005 | 0.02 | [5 empty] | 12
| 1 | 3 | 0.02 | < 1 | 0.07 | < 0.01 | < 0.01 | < 0.01 | < 0.004 | 0.004 | < 0.004 | < 0.004 | 0.00084596 | < 0.005 | 0.02 | [5 empty] | 16
| 1 | 4 | < 0.01 | < 1 | 0.07 | < 0.01 | < 0.01 | < 0.01 | < 0.004 | 0.006 | < 0.004 | < 0.004 | 0.0010154 | < 0.005 | 0.02 | [5 empty] | 0.010766
| 1 | 5 | < 0.01 | < 1 | 0.07 | < 0.01 | < 0.01 | < 0.01 | < 0.004 | < 0.004 | < 0.004 | < 0.004 | 0.00086376 | < 0.005 | 0.02 | [5 empty] | 18
| 1 | 6 | 0.04 | < 1 | 0.07 | < 0.01 | < 0.01 | < 0.01 | < 0.004 | < 0.004 | < 0.004 | < 0.004 | 0.0010136 | < 0.005 | 0.02
| Mean |  | 0.026667 |  | 0.07 |  |  |  |  | 0.006 |  |  | 0.00089813 |  | 0.021667
| Median |  | 0.02 |  | 0.07 |  |  |  |  | 0.0065 |  |  | 0.00093867 |  | 0.02
| Std Dev. |  | 0.011547 |  | 0 |  |  |  |  | 0.0014142 |  |  | 0.00020805 |  | 0.0040825
| Rel.Std.Dev. |  | 43.3% |  | 0% |  |  |  |  | 23.57% |  |  | 23.17% |  | 18.84%
| PDM3 |  | 147.7% |  | 550.2% |  |  |  |  | -44.27% |  |  | -91.66% |  | 101.2%
| Z-Score (Absolute) |  | 2.44 | 111.26 | 14.61 | 0 | 0 | 0 | 0.67 | 0.07 | 0.67 | 0.67 | 0.92 | 0.56 | 3.75
| Analytical results for Ho in OREAS 48 (Certified Value 0.17 ppm) | [19 empty] | Certified
Ho | Round | Replicate | Lab | Lab | Lab | Lab | Lab | [13 empty] | 1
| No | No | 03 | 04 | 08 | 11 | 17 | [13 empty] | ppm
|  |  | AR*MS | AR*MS | AR*OES/MS | AR*MS | AR*MS | [13 empty] | 2
|  |  | 25g | 0.2g | 0.5g | 0.25g | 0.5g | [13 empty] | 2
| 1 | 1 | 0.2 | 0.1674 | 0.2 | 0.13 | 0.15432 | [13 empty] | 1
| 1 | 2 | 0.2 | 0.18253 | 0.2 | 0.14 | 0.15704 | [13 empty] | #N/A
| 1 | 3 | 0.2 | 0.17077 | 0.2 | 0.14 | 0.155 | [13 empty] | 16
| 1 | 4 | 0.2 | 0.16893 | 0.2 | 0.16 | 0.14681 | [13 empty] | 0.17029
| 1 | 5 | 0.1 | 0.16747 | 0.2 | 0.15 | 0.1532 | [13 empty] | 141
| 1 | 6 | 0.2 | 0.17073 | 0.2 | 0.14 | 0.15438
| Mean |  | 0.18333 | 0.17131 | 0.2 | 0.14333 | 0.15346
| Median |  | 0.2 | 0.16983 | 0.2 | 0.14 | 0.15435
| Std Dev. |  | 0.040825 | 0.0056941 | 3.0405e-17 | 0.010328 | 0.003497
| Rel.Std.Dev. |  | 22.27% | 3.324% | 1.52e-14% | 7.206% | 2.279%
| PDM3 |  | 7.662% | 0.5987% | 17.45% | -15.83% | -9.882%
| Z-Score (Absolute) |  | 0.45 | 0 | 1.08 | 1.06 | 0.67
| Analytical results for In in OREAS 48 (Certified Value 0.009 ppm) | [19 empty] | Certified
In | Round | Replicate | Lab | Lab | Lab | Lab | Lab | Lab | Lab | Lab | Lab | Lab | Lab | Lab | Lab | Lab | Lab |  |  |  | 1
| No | No | 03 | 04 | 06 | 07 | 08 | 09 | 10 | 11 | 12 | 13 | 15 | 16 | 17 | 18 | 19 |  |  |  | ppm
|  |  | AR*MS | AR*MS | AR*MS | AR*MS | AR*OES/MS | AR*MS | AR*OES/MS | AR*MS | AR*MS | AR*MS | AR*MS | AR*MS | AR*MS | AR*OES/MS | AR*MS |  |  |  | 3
|  |  | 25g | 0.2g | 0.5g | 0.25g | 0.5g | 0.5g | 0.25g | 0.25g | 0.5g | 0.5g | 0.5g | 0.5g | 0.5g | 0.5g | 0.5g |  |  |  | 3
| 1 | 1 | 0.01 | < 0.1 | 0.04 | 0.009 | < 0.02 | 0.008 | < 0.02 | 0.013 | 0.007 | 0.013 | 0.012 | 0.008 | 0.007604 | 0.007 | 0.006 |  |  |  | 1
| 1 | 2 | 0.01 | < 0.1 | 0.04 | 0.009 | < 0.02 | 0.012 | < 0.02 | 0.012 | 0.01 | 0.014 | 0.01 | 0.007 | 0.008005 | 0.007 | < 0.005 |  |  |  | #N/A
| 1 | 3 | 0.01 | < 0.1 | 0.04 | 0.008 | < 0.02 | 0.018 | < 0.02 | 0.011 | 0.008 | 0.013 | 0.011 | 0.007 | 0.0079927 | 0.007 | < 0.005 |  |  |  | 16
| 1 | 4 | 0.01 | < 0.1 | 0.04 | 0.009 | < 0.02 | 0.011 | < 0.02 | 0.013 | 0.005 | 0.013 | 0.01 | 0.007 | 0.0075073 | 0.007 | 0.007 |  |  |  | 0.0092707
| 1 | 5 |  | < 0.1 | 0.04 | 0.007 | < 0.02 | 0.011 | < 0.02 | 0.013 | 0.006 | 0.014 | 0.012 | 0.009 | 0.0076369 | 0.007 | 0.005 |  |  |  | 142
| 1 | 6 |  | < 0.1 | 0.04 | 0.009 | < 0.02 | 0.021 | < 0.02 | 0.011 | 0.007 | 0.012 | 0.01 | 0.008 | 0.0076178 | 0.007 | 0.005
| Mean |  | 0.01 |  | 0.04 | 0.0085 |  | 0.0135 |  | 0.012167 | 0.0071667 | 0.013167 | 0.010833 | 0.0076667 | 0.0077273 | 0.007 | 0.00575
| Median |  | 0.01 |  | 0.04 | 0.009 |  | 0.0115 |  | 0.0125 | 0.007 | 0.013 | 0.0105 | 0.0075 | 0.0076274 | 0.007 | 0.0055
| Std Dev. |  | 0 |  | 0 | 0.00083666 |  | 0.0049295 |  | 0.00098319 | 0.0017224 | 0.00075277 | 0.00098319 | 0.0008165 | 0.0002151 | 0 | 0.00095743
| Rel.Std.Dev. |  | 0% |  | 0% | 9.843% |  | 36.51% |  | 8.081% | 24.03% | 5.717% | 9.076% | 10.65% | 2.784% | 0% | 16.65%
| PDM3 |  | 7.867% |  | 331.5% | -8.313% |  | 45.62% |  | 31.24% | -22.7% | 42.03% | 16.86% | -17.3% | -16.65% | -24.49% | -37.98%
| Z-Score (Absolute) |  | 0 | 11.56 | 8.67 | 0.43 | 0 | 1.01 | 0 | 0.63 | 0.82 | 0.92 | 0.24 | 0.67 | 0.66 | 0.87 | 1.54
| Analytical results for Ir in OREAS 48 (Indicative Value 0 ppm) | [19 empty] | Indicative
Ir | Round | Replicate | Lab | [17 empty] | 1
| No | No | 17 | [17 empty] | ppm
|  |  | AR*MS | [17 empty] | 3
|  |  | 0.5g | [17 empty] | 3
| 1 | 1 | < 0 | [17 empty] | 1
| 1 | 2 | 3.3571e-05 | [17 empty] | 13
| 1 | 3 | < 0 | [17 empty] | 16
| 1 | 4 | 0.00016323 | [17 empty] | 4.2802e-05
| 1 | 5 | 0.00034186 | [17 empty] | 19
| 1 | 6 | < 0
| Mean |  | 0.00017956
| Median |  | 0.00016323
| Std Dev. |  | 0.00015479
| Rel.Std.Dev. |  | 86.21%
| PDM3 |  | 319.5%
| Z-Score (Absolute) |  | NA
| Analytical results for K in OREAS 48 (Certified Value 0.264 wt.%) | [19 empty] | Certified
K | Round | Replicate | Lab | Lab | Lab | Lab | Lab | Lab | Lab | Lab | Lab | Lab | Lab | Lab | Lab | Lab | Lab |  |  |  | 1
| No | No | 03 | 04 | 05 | 06 | 07 | 08 | 09 | 10 | 11 | 12 | 13 | 15 | 16 | 18 | 19 |  |  |  | wt.%
|  |  | AR*MS | AR*MS | AR*OES | AR*MS | AR*OES | AR*OES/MS | AR*MS | AR*OES/MS | AR*MS | AR*MS | AR*MS | AR*MS | AR*MS | AR*OES/MS | AR*MS |  |  |  | 3
|  |  | 25g | 0.2g | 0.5g | 0.5g | 0.25g | 0.5g | 0.5g | 0.25g | 0.25g | 0.5g | 0.5g | 0.5g | 0.5g | 0.5g | 0.5g |  |  |  | 3
| 1 | 1 | 0.2637 | 0.27017 | 0.26 | 0.27 | 0.275 | 0.24 | 0.35 | 0.26 | 0.2441 | 0.26 | 0.25 | 0.28 | 0.26 | 0.28 | 0.29 |  |  |  | 1
| 1 | 2 | 0.2512 | 0.27652 | 0.26 | 0.26 | 0.27 | 0.25 | 0.33 | 0.26 | 0.2432 | 0.27 | 0.26 | 0.29 | 0.27 | 0.28 | 0.28 |  |  |  | #N/A
| 1 | 3 | 0.2719 | 0.26289 | 0.25 | 0.27 | 0.269 | 0.25 | 0.38 | 0.26 | 0.2441 | 0.26 | 0.25 | 0.29 | 0.27 | 0.28 | 0.28 |  |  |  | 16
| 1 | 4 | 0.2698 | 0.26766 | 0.25 | 0.26 | 0.271 | 0.23 | 0.36 | 0.26 | 0.2439 | 0.26 | 0.26 | 0.29 | 0.26 | 0.29 | 0.29 |  |  |  | 0.26438
| 1 | 5 | 0.2612 | 0.26548 | 0.26 | 0.26 | 0.271 | 0.24 | 0.33 | 0.25 | 0.2449 | 0.25 | 0.26 | 0.28 | 0.27 | 0.28 | 0.29 |  |  |  | 143
| 1 | 6 | 0.2736 | 0.26321 | 0.25 | 0.26 | 0.27 | 0.24 | 0.36 | 0.26 | 0.2442 | 0.26 | 0.26 | 0.28 | 0.26 | 0.28 | 0.29
| Mean |  | 0.26523 | 0.26765 | 0.255 | 0.26333 | 0.271 | 0.24167 | 0.35167 | 0.25833 | 0.24407 | 0.26 | 0.25667 | 0.285 | 0.265 | 0.28167 | 0.28667
| Median |  | 0.26675 | 0.26657 | 0.255 | 0.26 | 0.2705 | 0.24 | 0.355 | 0.26 | 0.2441 | 0.26 | 0.26 | 0.285 | 0.265 | 0.28 | 0.29
| Std Dev. |  | 0.0083768 | 0.0051414 | 0.0054772 | 0.005164 | 0.0020976 | 0.0075277 | 0.019408 | 0.0040825 | 0.0005465 | 0.0063246 | 0.005164 | 0.0054772 | 0.0054772 | 0.0040825 | 0.005164
| Rel.Std.Dev. |  | 3.158% | 1.921% | 2.148% | 1.961% | 0.774% | 3.115% | 5.519% | 1.58% | 0.2239% | 2.433% | 2.012% | 1.922% | 2.067% | 1.449% | 1.801%
| PDM3 |  | 0.3236% | 1.239% | -3.547% | -0.395% | 2.505% | -8.59% | 33.02% | -2.286% | -7.683% | -1.656% | -2.917% | 7.8% | 0.2354% | 6.539% | 8.431%
| Z-Score (Absolute) |  | 0.02 | 0.21 | 0.81 | 0.13 | 0.49 | 1.89 | 7.01 | 0.54 | 1.69 | 0.4 | 0.67 | 1.62 | 0 | 1.35 | 1.75
| Analytical results for La in OREAS 48 (Certified Value 12.6 ppm) | [19 empty] | Certified
La | Round | Replicate | Lab | Lab | Lab | Lab | Lab | Lab | Lab | Lab | Lab | Lab | Lab | Lab | Lab | Lab | Lab | Lab | Lab |  | 1
| No | No | 01 | 03 | 04 | 05 | 06 | 07 | 08 | 09 | 10 | 11 | 12 | 13 | 15 | 16 | 17 | 18 | 19 |  | ppm
|  |  | AR*OES | AR*MS | AR*MS | AR*OES | AR*MS | AR*MS | AR*OES/MS | AR*MS | AR*OES/MS | AR*MS | AR*MS | AR*MS | AR*MS | AR*MS | AR*MS | AR*OES/MS | AR*MS |  | 1
|  |  | 0.25g | 25g | 0.2g | 0.5g | 0.5g | 0.25g | 0.5g | 0.5g | 0.25g | 0.25g | 0.5g | 0.5g | 0.5g | 0.5g | 0.5g | 0.5g | 0.5g |  | 2
| 1 | 1 | 13.6163 | 11.924 | 12.9667 | 13 | 11.93 | 12.6 | 13.1 | 16.7 | 11.38 | 12.35 | 11.95 | 12.1 | 13.4 | 12.3 | 12.5984 | 13.1 | 11.8 |  | 1
| 1 | 2 | 13.765 | 11.443 | 13.1345 | 13 | 12.12 | 12.5 | 13.9 | 15.8 | 12.36 | 12.43 | 12.45 | 12.55 | 13.95 | 12.6 | 12.6549 | 12.9 | 12 |  | #N/A
| 1 | 3 | 13.6 | 12.56 | 12.4386 | 13 | 11.73 | 12.5 | 13.8 | 19 | 12.06 | 12.31 | 12 | 12.85 | 13.55 | 12.8 | 12.5238 | 13.1 | 11.6 |  | 16
| 1 | 4 | 13.6357 | 12.109 | 12.8415 | 13 | 12.06 | 12.2 | 12.9 | 17.4 | 11.79 | 12.29 | 12.1 | 12.65 | 13.25 | 12.45 | 12.4751 | 13 | 11.8 |  | 12.5858
| 1 | 5 | 13.442 | 11.633 | 12.9276 | 13 | 12.16 | 12.1 | 13.8 | 15.6 | 12.24 | 12.25 | 11.6 | 12.55 | 13.8 | 12.45 | 12.4679 | 13.1 | 11.6 |  | 144
| 1 | 6 | 13.7066 | 12.405 | 12.9519 | 13 | 12.38 | 12.2 | 13.5 | 17.5 | 12.37 | 12.28 | 12.2 | 12.45 | 13.2 | 12.85 | 12.6611 | 12.8 | 11.8
| Mean |  | 13.6276 | 12.0123 | 12.8768 | 13 | 12.0633 | 12.35 | 13.5 | 17 | 12.0333 | 12.3183 | 12.05 | 12.525 | 13.525 | 12.575 | 12.5635 | 13 | 11.7667
| Median |  | 13.626 | 12.0165 | 12.9398 | 13 | 12.09 | 12.35 | 13.65 | 17.05 | 12.15 | 12.3 | 12.05 | 12.55 | 13.475 | 12.525 | 12.5611 | 13.05 | 11.8
| Std Dev. |  | 0.11002 | 0.43343 | 0.23493 | 0 | 0.21988 | 0.20736 | 0.41473 | 1.257 | 0.38718 | 0.064005 | 0.28284 | 0.2485 | 0.30125 | 0.21622 | 0.086755 | 0.12649 | 0.15055
| Rel.Std.Dev. |  | 0.8073% | 3.608% | 1.824% | 0% | 1.823% | 1.679% | 3.072% | 7.394% | 3.218% | 0.5196% | 2.347% | 1.984% | 2.227% | 1.719% | 0.6905% | 0.973% | 1.28%
| PDM3 |  | 8.278% | -4.556% | 2.312% | 3.291% | -4.151% | -1.874% | 7.264% | 35.07% | -4.39% | -2.125% | -4.257% | -0.4831% | 7.462% | -0.08579% | -0.1768% | 3.291% | -6.508%
| Z-Score (Absolute) |  | 1.5 | 0.74 | 0.46 | NA | 0.67 | 0.27 | 1.32 | 6.16 | 0.71 | 0.31 | 0.68 | 0.03 | 1.36 | 0.04 | 0.03 | 0.63 | 1.08
| Analytical results for Li in OREAS 48 (Certified Value 14.9 ppm) | [19 empty] | Certified
Li | Round | Replicate | Lab | Lab | Lab | Lab | Lab | Lab | Lab | Lab | Lab | Lab | Lab | Lab | Lab | Lab | Lab | Lab |  |  | 1
| No | No | 01 | 03 | 05 | 06 | 07 | 08 | 09 | 10 | 11 | 12 | 13 | 15 | 16 | 17 | 18 | 19 |  |  | ppm
|  |  | AR*OES | AR*MS | AR*OES | AR*MS | AR*OES | AR*OES/MS | AR*MS | AR*OES/MS | AR*MS | AR*MS | AR*MS | AR*MS | AR*MS | AR*MS | AR*OES/MS | AR*MS |  |  | 1
|  |  | 0.25g | 25g | 0.5g | 0.5g | 0.25g | 0.5g | 0.5g | 0.25g | 0.25g | 0.5g | 0.5g | 0.5g | 0.5g | 0.5g | 0.5g | 0.5g |  |  | 2
| 1 | 1 | 13.5464 | 13.6 | 15 | 15.13 | 14.8 | 14 | 15.5 | 15.12 | 16.11 | 14.4 | 14.7 | 15.6 | 15.2 | 15.3084 | 16.3 | 13.7 |  |  | 1
| 1 | 2 | 13.2724 | 12.9 | 16 | 15.31 | 14.6 | 14.5 | 13.1 | 14.49 | 15.83 | 14.7 | 14.9 | 16.2 | 15.6 | 15.2651 | 16.1 | 13.8 |  |  | #N/A
| 1 | 3 | 13.2874 | 14 | 15 | 15.06 | 14.6 | 14.2 | 16.2 | 15.13 | 16.06 | 14.6 | 14.7 | 15.8 | 15.6 | 15.5453 | 16.2 | 13.8 |  |  | 16
| 1 | 4 | 13.7619 | 14 | 16 | 15.33 | 14.4 | 13.8 | 15.3 | 15.16 | 15.96 | 14.6 | 15 | 16 | 15.2 | 15.1765 | 16.4 | 13.7 |  |  | 14.9333
| 1 | 5 | 13.5134 | 13.3 | 15 | 15.05 | 14.5 | 14.1 | 15 | 15.02 | 16.32 | 14.1 | 15 | 15.8 | 15.4 | 15.1185 | 16.5 | 14.2 |  |  | 145
| 1 | 6 | 13.4954 | 13.8 | 16 | 15.05 | 14.5 | 14.6 | 15.8 | 15.07 | 16.24 | 14.4 | 14.9 | 15.6 | 15.2 | 15.005 | 16.3 | 13.1
| Mean |  | 13.4795 | 13.6 | 15.5 | 15.155 | 14.5667 | 14.2 | 15.15 | 14.9983 | 16.0867 | 14.4667 | 14.8667 | 15.8333 | 15.3667 | 15.2365 | 16.3 | 13.7167
| Median |  | 13.5044 | 13.7 | 15.5 | 15.095 | 14.55 | 14.15 | 15.4 | 15.095 | 16.085 | 14.5 | 14.9 | 15.8 | 15.3 | 15.2208 | 16.3 | 13.75
| Std Dev. |  | 0.18189 | 0.43359 | 0.54772 | 0.13142 | 0.13663 | 0.30332 | 1.0858 | 0.25388 | 0.17952 | 0.21602 | 0.13663 | 0.23381 | 0.19664 | 0.18571 | 0.14142 | 0.35449
| Rel.Std.Dev. |  | 1.349% | 3.188% | 3.534% | 0.8671% | 0.9379% | 2.136% | 7.167% | 1.693% | 1.116% | 1.493% | 0.919% | 1.477% | 1.28% | 1.219% | 0.8676% | 2.584%
| PDM3 |  | -9.735% | -8.928% | 3.795% | 1.485% | -2.455% | -4.91% | 1.451% | 0.4356% | 7.724% | -3.125% | -0.4461% | 6.027% | 2.902% | 2.03% | 9.152% | -8.147%
| Z-Score (Absolute) |  | 1.93 | 1.78 | 0.52 | 0.1 | 0.61 | 1.06 | 0.09 | 0.09 | 1.22 | 0.73 | 0.25 | 0.92 | 0.35 | 0.2 | 1.48 | 1.64
| Analytical results for Lu in OREAS 48 (Certified Value 0.053 ppm) | [19 empty] | Certified
Lu | Round | Replicate | Lab | Lab | Lab | Lab | Lab | Lab | Lab | [11 empty] | 1
| No | No | 01 | 03 | 04 | 07 | 08 | 11 | 17 | [11 empty] | ppm
|  |  | AR*OES | AR*MS | AR*MS | AR*MS | AR*OES/MS | AR*MS | AR*MS | [11 empty] | 3
|  |  | 0.25g | 25g | 0.2g | 0.25g | 0.5g | 0.25g | 0.5g | [11 empty] | 3
| 1 | 1 | 0.0787 | 0.056 | 0.050423 | 0.06 | < 0.1 | 0.05 | 0.049453 | [11 empty] | 1
| 1 | 2 | 0.0697 | 0.058 | 0.058997 | 0.06 | < 0.1 | 0.05 | 0.050252 | [11 empty] | #N/A
| 1 | 3 | 0.0833 | 0.059 | 0.052667 | 0.05 | < 0.1 | 0.047 | 0.049483 | [11 empty] | 16
| 1 | 4 | 0.0815 | 0.056 | 0.049909 | 0.05 | < 0.1 | 0.049 | 0.046945 | [11 empty] | 0.052677
| 1 | 5 | 0.0732 | 0.055 | 0.052946 | 0.06 | < 0.1 | 0.05 | 0.049312 | [11 empty] | 146
| 1 | 6 | 0.0775 | 0.062 | 0.050492 | 0.05 | < 0.1 | 0.048 | 0.049431
| Mean |  | 0.077317 | 0.057667 | 0.052572 | 0.055 |  | 0.049 | 0.049146
| Median |  | 0.0781 | 0.057 | 0.051579 | 0.055 |  | 0.0495 | 0.049442
| Std Dev. |  | 0.0051031 | 0.002582 | 0.0033902 | 0.0054772 |  | 0.0012649 | 0.0011302
| Rel.Std.Dev. |  | 6.6% | 4.477% | 6.449% | 9.959% |  | 2.581% | 2.3%
| PDM3 |  | 46.77% | 9.472% | -0.1988% | 4.41% |  | -6.98% | -6.703%
| Z-Score (Absolute) |  | 4.87 | 1 | 0 | 0.48 | 0.51 | 0.7 | 0.67
| Analytical results for Mg in OREAS 48 (Certified Value 0.808 wt.%) | [19 empty] | Certified
Mg | Round | Replicate | Lab | Lab | Lab | Lab | Lab | Lab | Lab | Lab | Lab | Lab | Lab | Lab | Lab | Lab | Lab |  |  |  | 1
| No | No | 03 | 04 | 05 | 06 | 07 | 08 | 09 | 10 | 11 | 12 | 13 | 15 | 16 | 18 | 19 |  |  |  | wt.%
|  |  | AR*MS | AR*MS | AR*OES | AR*MS | AR*OES | AR*OES/MS | AR*MS | AR*OES/MS | AR*MS | AR*MS | AR*MS | AR*MS | AR*MS | AR*OES/MS | AR*MS |  |  |  | 3
|  |  | 25g | 0.2g | 0.5g | 0.5g | 0.25g | 0.5g | 0.5g | 0.25g | 0.25g | 0.5g | 0.5g | 0.5g | 0.5g | 0.5g | 0.5g |  |  |  | 3
| 1 | 1 | 0.77 | 0.82734 | 0.85 | 0.8 | 0.87 | 0.96 | 0.66 | 0.75688 | 0.8246 | 0.77 | 0.78 | 0.86 | 0.77 | 0.81 | 0.79 |  |  |  | 1
| 1 | 2 | 0.74 | 0.85106 | 0.86 | 0.78 | 0.86 | 0.98 | 0.62 | 0.75829 | 0.8193 | 0.79 | 0.79 | 0.89 | 0.78 | 0.82 | 0.81 |  |  |  | #N/A
| 1 | 3 | 0.8 | 0.81606 | 0.84 | 0.8 | 0.853 | 0.95 | 0.75 | 0.75445 | 0.8274 | 0.78 | 0.78 | 0.88 | 0.79 | 0.8 | 0.8 |  |  |  | 16
| 1 | 4 | 0.79 | 0.81339 | 0.83 | 0.78 | 0.859 | 0.94 | 0.7 | 0.76085 | 0.8265 | 0.79 | 0.79 | 0.89 | 0.77 | 0.83 | 0.8 |  |  |  | 0.80827
| 1 | 5 | 0.75 | 0.82978 | 0.87 | 0.77 | 0.851 | 0.92 | 0.6 | 0.74434 | 0.8328 | 0.76 | 0.79 | 0.89 | 0.77 | 0.82 | 0.8 |  |  |  | 147
| 1 | 6 | 0.8 | 0.8241 | 0.85 | 0.78 | 0.86 | 0.96 | 0.69 | 0.74738 | 0.8277 | 0.77 | 0.79 | 0.87 | 0.77 | 0.81 | 0.79
| Mean |  | 0.775 | 0.82696 | 0.85 | 0.785 | 0.85883 | 0.95167 | 0.67 | 0.7537 | 0.82638 | 0.77667 | 0.78667 | 0.88 | 0.775 | 0.815 | 0.79833
| Median |  | 0.78 | 0.82572 | 0.85 | 0.78 | 0.8595 | 0.955 | 0.675 | 0.75567 | 0.82695 | 0.775 | 0.79 | 0.885 | 0.77 | 0.815 | 0.8
| Std Dev. |  | 0.025884 | 0.013416 | 0.014142 | 0.012247 | 0.0066758 | 0.020412 | 0.055136 | 0.0064904 | 0.0044115 | 0.012111 | 0.005164 | 0.012649 | 0.0083666 | 0.010488 | 0.0075277
| Rel.Std.Dev. |  | 3.34% | 1.622% | 1.664% | 1.56% | 0.7773% | 2.145% | 8.229% | 0.8611% | 0.5338% | 1.559% | 0.6564% | 1.437% | 1.08% | 1.287% | 0.9429%
| PDM3 |  | -4.116% | 2.312% | 5.163% | -2.879% | 6.255% | 17.74% | -17.11% | -6.752% | 2.241% | -3.91% | -2.673% | 8.874% | -4.116% | 0.8324% | -1.23%
| Z-Score (Absolute) |  | 0.56 | 0.69 | 1.24 | 0.32 | 1.45 | 3.69 | 3.09 | 1.07 | 0.67 | 0.52 | 0.28 | 1.96 | 0.56 | 0.4 | 0
| Analytical results for Mn in OREAS 48 (Certified Value 0.03 wt.%) | [19 empty] | Certified
Mn | Round | Replicate | Lab | Lab | Lab | Lab | Lab | Lab | Lab | Lab | Lab | Lab | Lab | Lab | Lab | Lab | Lab |  |  |  | 1
| No | No | 03 | 04 | 05 | 06 | 07 | 08 | 09 | 10 | 11 | 12 | 13 | 15 | 16 | 18 | 19 |  |  |  | wt.%
|  |  | AR*MS | AR*MS | AR*OES | AR*MS | AR*OES | AR*OES/MS | AR*MS | AR*OES/MS | AR*MS | AR*MS | AR*MS | AR*MS | AR*MS | AR*OES/MS | AR*MS |  |  |  | 3
|  |  | 25g | 0.2g | 0.5g | 0.5g | 0.25g | 0.5g | 0.5g | 0.25g | 0.25g | 0.5g | 0.5g | 0.5g | 0.5g | 0.5g | 0.5g |  |  |  | 3
| 1 | 1 | 0.0296 | 0.0302 | 0.0306 | 0.0288 | 0.0305 | 0.0387 | 0.0226 | 0.026345 | 0.0297 | 0.0284 | 0.028 | 0.0325 | 0.029 | 0.029 | 0.0254 |  |  |  | 1
| 1 | 2 | 0.0287 | 0.030769 | 0.0297 | 0.0295 | 0.0302 | 0.0376 | 0.022 | 0.026299 | 0.0294 | 0.0299 | 0.0288 | 0.0316 | 0.0294 | 0.0298 | 0.0264 |  |  |  | #N/A
| 1 | 3 | 0.0307 | 0.029825 | 0.0299 | 0.0289 | 0.0307 | 0.0408 | 0.0254 | 0.026321 | 0.0303 | 0.0285 | 0.0282 | 0.0314 | 0.0292 | 0.0287 | 0.0256 |  |  |  | 16
| 1 | 4 | 0.0303 | 0.030124 | 0.0304 | 0.0296 | 0.03 | 0.0372 | 0.0235 | 0.026308 | 0.0302 | 0.0292 | 0.0285 | 0.0317 | 0.0281 | 0.0295 | 0.0253 |  |  |  | 0.029675
| 1 | 5 | 0.0291 | 0.0305 | 0.0303 | 0.0299 | 0.0295 | 0.0379 | 0.0205 | 0.026252 | 0.0303 | 0.0278 | 0.029 | 0.0311 | 0.0285 | 0.029 | 0.0253 |  |  |  | 148
| 1 | 6 | 0.0314 | 0.030457 | 0.0297 | 0.0297 | 0.0299 | 0.0338 | 0.0237 | 0.025871 | 0.0301 | 0.0285 | 0.0284 | 0.0304 | 0.028 | 0.029 | 0.025
| Mean |  | 0.029967 | 0.030312 | 0.0301 | 0.0294 | 0.030133 | 0.037667 | 0.02295 | 0.026233 | 0.03 | 0.028717 | 0.028483 | 0.03145 | 0.0287 | 0.029167 | 0.0255
| Median |  | 0.02995 | 0.030328 | 0.0301 | 0.02955 | 0.0301 | 0.03775 | 0.02305 | 0.026304 | 0.03015 | 0.0285 | 0.02845 | 0.0315 | 0.02875 | 0.029 | 0.02535
| Std Dev. |  | 0.0010191 | 0.00033191 | 0.00038471 | 0.00044721 | 0.00043205 | 0.0022853 | 0.001667 | 0.00017982 | 0.00036878 | 0.00073052 | 0.00037103 | 0.00069498 | 0.00058652 | 0.00040332 | 0.00048166
| Rel.Std.Dev. |  | 3.401% | 1.095% | 1.278% | 1.521% | 1.434% | 6.067% | 7.264% | 0.6855% | 1.229% | 2.544% | 1.303% | 2.21% | 2.044% | 1.383% | 1.889%
| PDM3 |  | 0.9816% | 2.147% | 1.431% | -0.9279% | 1.543% | 26.93% | -22.66% | -11.6% | 1.094% | -3.231% | -4.017% | 5.98% | -3.287% | -1.714% | -14.07%
| Z-Score (Absolute) |  | 0.52 | 0.84 | 0.64 | 0 | 0.67 | 7.6 | 5.93 | 2.91 | 0.55 | 0.63 | 0.84 | 1.88 | 0.64 | 0.21 | 3.59
| Analytical results for Mo in OREAS 48 (Certified Value 0.72 ppm) | [19 empty] | Certified
Mo | Round | Replicate | Lab | Lab | Lab | Lab | Lab | Lab | Lab | Lab | Lab | Lab | Lab | Lab | Lab | Lab | Lab | Lab | Lab |  | 1
| No | No | 02 | 03 | 04 | 05 | 06 | 07 | 08 | 09 | 10 | 11 | 12 | 13 | 15 | 16 | 17 | 18 | 19 |  | ppm
|  |  | AR*OES/MS | AR*MS | AR*MS | AR*OES | AR*MS | AR*MS | AR*OES/MS | AR*MS | AR*OES/MS | AR*MS | AR*MS | AR*MS | AR*MS | AR*MS | AR*MS | AR*OES/MS | AR*MS |  | 2
|  |  | 0.5g | 25g | 0.2g | 0.5g | 0.5g | 0.25g | 0.5g | 0.5g | 0.25g | 0.25g | 0.5g | 0.5g | 0.5g | 0.5g | 0.5g | 0.5g | 0.5g |  | 3
| 1 | 1 | 0.7 | 0.8 | 0.77642 | 1 | 0.55 | 0.78 | 0.84 | 1.38 | 1.09 | 0.73 | 0.75 | 0.68 | 0.79 | 0.71 | 0.71331 | 0.71 | 0.67 |  | 1
| 1 | 2 | 0.9 | 0.7 | 0.94364 | 1 | 0.55 | 0.64 | 0.77 | 1.27 | 0.83 | 0.76 | 0.74 | 0.61 | 0.72 | 0.64 | 0.65344 | 0.69 | 0.78 |  | 1
| 1 | 3 | 0.6 | 0.7 | 0.81897 | 1 | 0.59 | 0.73 | 0.8 | 1.47 | 0.94 | 0.72 | 0.69 | 0.61 | 0.88 | 0.65 | 0.66185 | 0.69 | 0.68 |  | 16
| 1 | 4 | 0.7 | 0.8 | 0.79973 | 1 | 0.54 | 0.72 | 0.9 | 1.19 | 1.06 | 0.74 | 1.01 | 0.59 | 0.73 | 0.67 | 0.70376 | 0.71 | 0.74 |  | 0.71806
| 1 | 5 | 0.8 | 0.7 | 0.79764 | 1 | 0.57 | 0.72 | 0.74 | 1.14 | 0.9 | 0.72 | 0.65 | 0.65 | 0.72 | 0.7 | 0.69513 | 0.71 | 0.66 |  | 149
| 1 | 6 | 0.8 | 0.8 | 0.84903 | 1 | 0.53 | 0.62 | 0.71 | 1.24 | 0.82 | 0.71 | 0.64 | 0.63 | 0.65 | 0.64 | 0.70056 | 0.76 | 0.83
| Mean |  | 0.75 | 0.75 | 0.8309 | 1 | 0.555 | 0.70167 | 0.79333 | 1.2817 | 0.94 | 0.73 | 0.74667 | 0.62833 | 0.74833 | 0.66833 | 0.68801 | 0.71167 | 0.72667
| Median |  | 0.75 | 0.75 | 0.80935 | 1 | 0.55 | 0.72 | 0.785 | 1.255 | 0.92 | 0.725 | 0.715 | 0.62 | 0.725 | 0.66 | 0.69785 | 0.71 | 0.71
| Std Dev. |  | 0.10488 | 0.054772 | 0.06038 | 0 | 0.021679 | 0.060139 | 0.069186 | 0.12287 | 0.11402 | 0.017889 | 0.13663 | 0.032506 | 0.078337 | 0.030605 | 0.024397 | 0.025626 | 0.068605
| Rel.Std.Dev. |  | 13.98% | 7.303% | 7.267% | 0% | 3.906% | 8.571% | 8.721% | 9.587% | 12.13% | 2.45% | 18.3% | 5.173% | 10.47% | 4.579% | 3.546% | 3.601% | 9.441%
| PDM3 |  | 4.448% | 4.448% | 15.71% | 39.26% | -22.71% | -2.284% | 10.48% | 78.49% | 30.91% | 1.662% | 3.983% | -12.5% | 4.215% | -6.926% | -4.185% | -0.8909% | 1.198%
| Z-Score (Absolute) |  | NA | NA | 1.38 | NA | 2.33 | 0.36 | 0.87 | 7.44 | 2.85 | 0.02 | 0.25 | 1.34 | 0.27 | 0.81 | 0.54 | 0.22 | 0.02
| Analytical results for Na in OREAS 48 (Certified Value 0.095 wt.%) | [19 empty] | Certified
Na | Round | Replicate | Lab | Lab | Lab | Lab | Lab | Lab | Lab | Lab | Lab | Lab | Lab | Lab | Lab | Lab | Lab |  |  |  | 1
| No | No | 03 | 04 | 05 | 06 | 07 | 08 | 09 | 10 | 11 | 12 | 13 | 15 | 16 | 18 | 19 |  |  |  | wt.%
|  |  | AR*MS | AR*MS | AR*OES | AR*MS | AR*OES | AR*OES/MS | AR*MS | AR*OES/MS | AR*MS | AR*MS | AR*MS | AR*MS | AR*MS | AR*OES/MS | AR*MS |  |  |  | 3
|  |  | 25g | 0.2g | 0.5g | 0.5g | 0.25g | 0.5g | 0.5g | 0.25g | 0.25g | 0.5g | 0.5g | 0.5g | 0.5g | 0.5g | 0.5g |  |  |  | 3
| 1 | 1 | 0.1 | 0.095893 | 0.09 | 0.09 | 0.097 | 0.099 | 0.09 | 0.08 | 0.0935 | 0.093 | 0.101 | 0.096 | 0.088 | 0.1 | 0.06 |  |  |  | 1
| 1 | 2 | 0.09 | 0.09765 | 0.09 | 0.09 | 0.096 | 0.101 | 0.08 | 0.08 | 0.093 | 0.098 | 0.1 | 0.097 | 0.091 | 0.11 | 0.06 |  |  |  | 2
| 1 | 3 | 0.1 | 0.094808 | 0.09 | 0.1 | 0.095 | 0.102 | 0.09 | 0.08 | 0.0938 | 0.095 | 0.099 | 0.097 | 0.091 | 0.1 | 0.06 |  |  |  | 16
| 1 | 4 | 0.1 | 0.096336 | 0.09 | 0.09 | 0.096 | 0.098 | 0.09 | 0.08 | 0.094 | 0.098 | 0.103 | 0.097 | 0.088 | 0.11 | 0.06 |  |  |  | 0.095235
| 1 | 5 | 0.09 | 0.096429 | 0.09 | 0.09 | 0.094 | 0.095 | 0.08 | 0.08 | 0.0943 | 0.092 | 0.102 | 0.096 | 0.09 | 0.11 | 0.06 |  |  |  | 150
| 1 | 6 | 0.1 | 0.095788 | 0.09 | 0.09 | 0.095 | 0.096 | 0.09 | 0.08 | 0.0938 | 0.096 | 0.104 | 0.095 | 0.088 | 0.11 | 0.06
| Mean |  | 0.096667 | 0.096151 | 0.09 | 0.091667 | 0.0955 | 0.0985 | 0.086667 | 0.08 | 0.093733 | 0.095333 | 0.1015 | 0.096333 | 0.089333 | 0.10667 | 0.06
| Median |  | 0.1 | 0.096115 | 0.09 | 0.09 | 0.0955 | 0.0985 | 0.09 | 0.08 | 0.0938 | 0.0955 | 0.1015 | 0.0965 | 0.089 | 0.11 | 0.06
| Std Dev. |  | 0.005164 | 0.00093374 | 1.5202e-17 | 0.0040825 | 0.0010488 | 0.0027386 | 0.005164 | 0 | 0.00044572 | 0.0025033 | 0.0018708 | 0.0008165 | 0.0015055 | 0.005164 | 0
| Rel.Std.Dev. |  | 5.342% | 0.9711% | 1.689e-14% | 4.454% | 1.098% | 2.78% | 5.958% | 0% | 0.4755% | 2.626% | 1.843% | 0.8476% | 1.685% | 4.841% | 0%
| PDM3 |  | 1.504% | 0.9619% | -5.497% | -3.747% | 0.2786% | 3.429% | -8.997% | -16% | -1.576% | 0.1036% | 6.579% | 1.154% | -6.197% | 12% | -37%
| Z-Score (Absolute) |  | 0.25 | 0.15 | 0.98 | 0.67 | 0.03 | 0.58 | 1.59 | 2.82 | 0.29 | 0 | 1.13 | 0.18 | 1.1 | 2.08 | 6.5
| Analytical results for Nb in OREAS 48 (Certified Value 0.16 ppm) | [19 empty] | Certified
Nb | Round | Replicate | Lab | Lab | Lab | Lab | Lab | Lab | Lab | Lab | Lab | Lab | Lab | Lab | Lab | Lab | Lab |  |  |  | 1
| No | No | 03 | 04 | 05 | 06 | 07 | 08 | 09 | 10 | 12 | 13 | 15 | 16 | 17 | 18 | 19 |  |  |  | ppm
|  |  | AR*MS | AR*MS | AR*OES | AR*MS | AR*MS | AR*OES/MS | AR*MS | AR*OES/MS | AR*MS | AR*MS | AR*MS | AR*MS | AR*MS | AR*OES/MS | AR*MS |  |  |  | 2
|  |  | 25g | 0.2g | 0.5g | 0.5g | 0.25g | 0.5g | 0.5g | 0.25g | 0.5g | 0.5g | 0.5g | 0.5g | 0.5g | 0.5g | 0.5g |  |  |  | 2
| 1 | 1 | 0.14 | 0.32055 | < 1 | 0.07 | 0.26 | < 0.1 | 0.1 | 0.17 | 0.19 | 0.134 | 0.149 | 0.148 | 0.26034 | 0.17 | 0.3 |  |  |  | 1
| 1 | 2 | 0.12 | 0.29444 | < 1 | 0.07 | 0.24 | < 0.1 | 0.09 | 0.19 | 0.186 | 0.144 | 0.169 | 0.153 | 0.2733 | 0.16 | 0.25 |  |  |  | #N/A
| 1 | 3 | 0.13 | 0.28412 | < 1 | 0.07 | 0.27 | 0.1 | < 0.05 | 0.16 | 0.172 | 0.138 | 0.159 | 0.155 | 0.2655 | 0.16 | 0.26 |  |  |  | 16
| 1 | 4 | 0.14 | 0.30395 | < 1 | 0.08 | 0.23 | < 0.1 | < 0.05 | 0.17 | 0.189 | 0.139 | 0.172 | 0.134 | 0.24729 | 0.18 | 0.3 |  |  |  | 0.15948
| 1 | 5 | 0.14 | 0.30204 | < 1 | 0.07 | 0.23 | < 0.1 | < 0.05 | 0.16 | 0.159 | 0.144 | 0.168 | 0.162 | 0.25864 | 0.17 | 0.27 |  |  |  | 151
| 1 | 6 | 0.13 | 0.30395 | < 1 | 0.07 | 0.25 | 0.2 | 0.08 | 0.19 | 0.192 | 0.141 | 0.152 | 0.14 | 0.27536 | 0.18 | 0.27
| Mean |  | 0.13333 | 0.30151 |  | 0.071667 | 0.24667 | 0.15 | 0.09 | 0.17333 | 0.18133 | 0.14 | 0.1615 | 0.14867 | 0.26341 | 0.17 | 0.275
| Median |  | 0.135 | 0.30299 |  | 0.07 | 0.245 | 0.15 | 0.09 | 0.17 | 0.1875 | 0.14 | 0.1635 | 0.1505 | 0.26292 | 0.17 | 0.27
| Std Dev. |  | 0.008165 | 0.012061 |  | 0.0040825 | 0.01633 | 0.070711 | 0.01 | 0.013663 | 0.013079 | 0.0038471 | 0.0096073 | 0.01027 | 0.010361 | 0.0089443 | 0.020736
| Rel.Std.Dev. |  | 6.124% | 4% |  | 5.696% | 6.62% | 47.14% | 11.11% | 7.882% | 7.213% | 2.748% | 5.949% | 6.908% | 3.934% | 5.261% | 7.541%
| PDM3 |  | -16.4% | 89.05% |  | -55.06% | 54.67% | -5.946% | -43.57% | 8.684% | 13.7% | -12.22% | 1.264% | -6.782% | 65.16% | 6.594% | 72.43%
| Z-Score (Absolute) |  | 0.32 | 1.16 | 2.9 | 0.86 | 0.67 | 0.76 | 0.99 | 0.03 | 0.1 | 0.26 | 0.07 | 0.19 | 0.82 | 0 | 0.92
| Analytical results for Nd in OREAS 48 (Certified Value 11.5 ppm) | [19 empty] | Certified
Nd | Round | Replicate | Lab | Lab | Lab | Lab | Lab | Lab | [12 empty] | 1
| No | No | 01 | 03 | 04 | 08 | 11 | 17 | [12 empty] | ppm
|  |  | AR*OES | AR*MS | AR*MS | AR*OES/MS | AR*MS | AR*MS | [12 empty] | 1
|  |  | 0.25g | 25g | 0.2g | 0.5g | 0.25g | 0.5g | [12 empty] | 2
| 1 | 1 | 12.568 | 11.099 | 11.859 | 12.2 | 10.21 | 11.2318 | [12 empty] | 1
| 1 | 2 | 12.419 | 10.6 | 11.8399 | 13.8 | 10.22 | 11.4608 | [12 empty] | #N/A
| 1 | 3 | 12.856 | 11.515 | 11.2077 | 12.8 | 10.18 | 11.1842 | [12 empty] | 16
| 1 | 4 | 12.782 | 11.09 | 11.2156 | 12 | 10.23 | 11.3192 | [12 empty] | 11.5394
| 1 | 5 | 12.525 | 10.562 | 11.5687 | 13.4 | 10.19 | 11.2636 | [12 empty] | 152
| 1 | 6 | 12.33 | 11.293 | 11.5681 | 11.3 | 10.18 | 11.3522
| Mean |  | 12.58 | 11.0265 | 11.5432 | 12.5833 | 10.2017 | 11.302
| Median |  | 12.5465 | 11.0945 | 11.5684 | 12.5 | 10.2 | 11.2914
| Std Dev. |  | 0.20424 | 0.37858 | 0.28598 | 0.93041 | 0.02137 | 0.098292
| Rel.Std.Dev. |  | 1.624% | 3.433% | 2.477% | 7.394% | 0.2095% | 0.8697%
| PDM3 |  | 9.017% | -4.445% | 0.03231% | 9.046% | -11.59% | -2.058%
| Z-Score (Absolute) |  | 1 | 0.34 | 0.1 | 1.01 | 1.06 | 0.1
| Analytical results for Ni in OREAS 48 (Certified Value 23.4 ppm) | [19 empty] | Certified
Ni | Round | Replicate | Lab | Lab | Lab | Lab | Lab | Lab | Lab | Lab | Lab | Lab | Lab | Lab | Lab | Lab | Lab | Lab |  |  | 1
| No | No | 03 | 04 | 05 | 06 | 07 | 08 | 09 | 10 | 11 | 12 | 13 | 15 | 16 | 17 | 18 | 19 |  |  | ppm
|  |  | AR*MS | AR*MS | AR*OES | AR*MS | AR*OES | AR*OES/MS | AR*OES | AR*OES/MS | AR*MS | AR*MS | AR*MS | AR*MS | AR*MS | AR*MS | AR*OES/MS | AR*MS |  |  | 1
|  |  | 25g | 0.2g | 0.5g | 0.5g | 0.25g | 0.5g | 0.5g | 0.25g | 0.25g | 0.5g | 0.5g | 0.5g | 0.5g | 0.5g | 0.5g | 0.5g |  |  | 2
| 1 | 1 | 22.7 | 23.2145 | 25 | 22.75 | 25 | 24.5 | 20 | 33.5125 | 22.03 | 22.5 | 22.2 | 24.6 | 23.7 | 23.9225 | 22.4 | 14.6 |  |  | 1
| 1 | 2 | 21.6 | 22.9815 | 25 | 23.14 | 24 | 25.8 | 19 | 30.2312 | 22.23 | 23.6 | 22.3 | 24.7 | 24 | 23.0606 | 23.2 | 20.2 |  |  | #N/A
| 1 | 3 | 23.5 | 22.1863 | 24 | 23.04 | 25 | 26.6 | 20 | 35.5104 | 22.03 | 22.3 | 22.2 | 24.7 | 23.7 | 23.3138 | 22.3 | 14.9 |  |  | 16
| 1 | 4 | 22.7 | 22.1054 | 24 | 23.34 | 25 | 24.9 | 19 | 34.7958 | 22.08 | 22.3 | 22.4 | 24.3 | 22.9 | 23.1271 | 23.7 | 14.7 |  |  | 23.4281
| 1 | 5 | 22.5 | 22.538 | 24 | 23.62 | 25 | 24.8 | 22 | 35.35 | 22.22 | 22 | 22.6 | 25.4 | 23.4 | 23.4521 | 23.4 | 14.6 |  |  | 153
| 1 | 6 | 23.6 | 22.0513 | 25 | 23.64 | 25 | 29.9 | 18 | 35.0438 | 22.15 | 22.3 | 22.1 | 23.8 | 23.4 | 23.6506 | 22.6 | 14.7
| Mean |  | 22.7667 | 22.5128 | 24.5 | 23.255 | 24.8333 | 26.0833 | 19.6667 | 34.074 | 22.1233 | 22.5 | 22.3 | 24.5833 | 23.5167 | 23.4211 | 22.9333 | 15.6167
| Median |  | 22.7 | 22.3622 | 24.5 | 23.24 | 25 | 25.35 | 19.5 | 34.9198 | 22.115 | 22.3 | 22.25 | 24.65 | 23.55 | 23.383 | 22.9 | 14.7
| Std Dev. |  | 0.73121 | 0.48955 | 0.54772 | 0.34732 | 0.40825 | 2.0233 | 1.3663 | 2.0117 | 0.090259 | 0.56214 | 0.17889 | 0.52694 | 0.37639 | 0.32649 | 0.5785 | 2.248
| Rel.Std.Dev. |  | 3.212% | 2.175% | 2.236% | 1.494% | 1.644% | 7.757% | 6.947% | 5.904% | 0.408% | 2.498% | 0.8022% | 2.143% | 1.601% | 1.394% | 2.523% | 14.4%
| PDM3 |  | -2.823% | -3.907% | 4.575% | -0.739% | 5.998% | 11.33% | -16.06% | 45.44% | -5.569% | -3.962% | -4.815% | 4.931% | 0.3779% | -0.02989% | -2.112% | -33.34%
| Z-Score (Absolute) |  | 0.25 | 0.44 | 1.07 | 0.12 | 1.33 | 2.28 | 2.62 | 8.39 | 0.74 | 0.45 | 0.61 | 1.14 | 0.32 | 0.25 | 0.12 | 5.71
| Analytical results for P in OREAS 48 (Certified Value 0.051 wt.%) | [19 empty] | Certified
P | Round | Replicate | Lab | Lab | Lab | Lab | Lab | Lab | Lab | Lab | Lab | Lab | Lab | Lab | Lab | Lab |  |  |  |  | 1
| No | No | 03 | 04 | 06 | 07 | 08 | 09 | 10 | 11 | 12 | 13 | 15 | 16 | 18 | 19 |  |  |  |  | wt.%
|  |  | AR*MS | AR*MS | AR*MS | AR*OES | AR*OES/MS | AR*OES | AR*OES/MS | AR*MS | AR*MS | AR*MS | AR*MS | AR*MS | AR*OES/MS | AR*MS |  |  |  |  | 3
|  |  | 25g | 0.2g | 0.5g | 0.25g | 0.5g | 0.5g | 0.25g | 0.25g | 0.5g | 0.5g | 0.5g | 0.5g | 0.5g | 0.5g |  |  |  |  | 3
| 1 | 1 | 0.0481 | 0.050764 | 0.0532 | 0.051 | 0.051 | 0.045 | 0.051857 | 0.044 | 0.049 | 0.051 | 0.054 | 0.051 | 0.0517 | 0.043 |  |  |  |  | 1
| 1 | 2 | 0.0448 | 0.052491 | 0.0538 | 0.051 | 0.05 | 0.045 | 0.051648 | 0.0439 | 0.05 | 0.051 | 0.056 | 0.05 | 0.0528 | 0.046 |  |  |  |  | #N/A
| 1 | 3 | 0.0486 | 0.051675 | 0.0529 | 0.05 | 0.051 | 0.045 | 0.051751 | 0.0442 | 0.05 | 0.051 | 0.055 | 0.052 | 0.0517 | 0.044 |  |  |  |  | 16
| 1 | 4 | 0.0483 | 0.050798 | 0.0536 | 0.05 | 0.051 | 0.044 | 0.05228 | 0.0443 | 0.051 | 0.05 | 0.056 | 0.051 | 0.0538 | 0.044 |  |  |  |  | 0.051301
| 1 | 5 | 0.0467 | 0.0514 | 0.0536 | 0.049 | 0.053 | 0.047 | 0.0516 | 0.0441 | 0.048 | 0.052 | 0.055 | 0.051 | 0.052 | 0.044 |  |  |  |  | 154
| 1 | 6 | 0.0472 | 0.051356 | 0.0532 | 0.05 | 0.055 | 0.043 | 0.051358 | 0.0442 | 0.049 | 0.05 | 0.054 | 0.051 | 0.0517 | 0.043
| Mean |  | 0.047283 | 0.051414 | 0.053383 | 0.050167 | 0.051833 | 0.044833 | 0.051749 | 0.044117 | 0.0495 | 0.050833 | 0.055 | 0.051 | 0.052283 | 0.044
| Median |  | 0.04765 | 0.051378 | 0.0534 | 0.05 | 0.051 | 0.045 | 0.0517 | 0.04415 | 0.0495 | 0.051 | 0.055 | 0.051 | 0.05185 | 0.044
| Std Dev. |  | 0.0014106 | 0.0006377 | 0.00033714 | 0.00075277 | 0.0018348 | 0.0013292 | 0.00030949 | 0.0001472 | 0.0010488 | 0.00075277 | 0.00089443 | 0.00063246 | 0.00085654 | 0.0010954
| Rel.Std.Dev. |  | 2.983% | 1.24% | 0.6316% | 1.501% | 3.54% | 2.965% | 0.5981% | 0.3337% | 2.119% | 1.481% | 1.626% | 1.24% | 1.638% | 2.49%
| PDM3 |  | -7.831% | 0.2205% | 4.059% | -2.211% | 1.038% | -12.61% | 0.8735% | -14% | -3.51% | -0.9114% | 7.211% | -0.5865% | 1.915% | -14.23%
| Z-Score (Absolute) |  | 1.76 | 0.24 | 1.2 | 0.36 | 0.44 | 2.95 | 0.4 | 3.29 | 0.69 | 0.04 | 1.98 | 0.04 | 0.66 | 3.35
| Analytical results for Pb in OREAS 48 (Certified Value 1.5 ppm) | [19 empty] | Certified
Pb | Round | Replicate | Lab | Lab | Lab | Lab | Lab | Lab | Lab | Lab | Lab | Lab | Lab | Lab | Lab | Lab | Lab | Lab | Lab |  | 1
| No | No | 02 | 03 | 04 | 05 | 06 | 07 | 08 | 09 | 10 | 11 | 12 | 13 | 15 | 16 | 17 | 18 | 19 |  | ppm
|  |  | AR*OES/MS | AR*MS | AR*MS | AR*OES | AR*MS | AR*MS | AR*OES/MS | AR*OES | AR*OES/MS | AR*MS | AR*MS | AR*MS | AR*MS | AR*MS | AR*MS | AR*OES/MS | AR*MS |  | 2
|  |  | 0.5g | 25g | 0.2g | 0.5g | 0.5g | 0.25g | 0.5g | 0.5g | 0.25g | 0.25g | 0.5g | 0.5g | 0.5g | 0.5g | 0.5g | 0.5g | 0.5g |  | 2
| 1 | 1 | < 3 | 1.6 | < 3.5 | < 2 | 1.04 | 1.5 | 1.9 | < 2 | 1.78 | 2.63 | 1.325 | 1.395 | 1.5 | 1.27 | 1.4679 | 1.5 | 4.9 |  | 1
| 1 | 2 | < 3 | 1.5 | < 3.5 | < 2 | 1.03 | 1.6 | 1.9 | < 2 | 1.97 | 2.62 | 1.345 | 1.38 | 1.765 | 1.33 | 1.434 | 1.5 | 1.3 |  | #N/A
| 1 | 3 | < 3 | 1.8 | < 3.5 | < 2 | 1.04 | 1.5 | 1.9 | < 2 | 2.1 | 2.69 | 1.295 | 1.35 | 1.605 | 1.32 | 1.4786 | 1.4 | 1.3 |  | 16
| 1 | 4 | < 3 | 1.6 | < 3.5 | < 2 | 1.1 | 1.6 | 1.9 | < 2 | 1.75 | 2.68 | 1.29 | 1.42 | 1.595 | 1.29 | 1.426 | 1.5 | 1.7 |  | 1.4965
| 1 | 5 | < 3 | 1.7 | < 3.5 | < 2 | 1.09 | 1.5 | 2 | < 2 | 1.75 | 2.76 | 1.245 | 1.4 | 1.58 | 1.275 | 1.422 | 1.5 | 1.4 |  | 155
| 1 | 6 | < 3 | 1.6 | < 3.5 | < 2 | 1.04 | 1.5 | 1.9 | < 2 | 1.98 | 2.66 | 1.335 | 1.365 | 1.545 | 1.28 | 1.4313 | 1.5 | 1.4
| Mean |  |  | 1.6333 |  |  | 1.0567 | 1.5333 | 1.9167 |  | 1.8883 | 2.6733 | 1.3058 | 1.385 | 1.5983 | 1.2942 | 1.4433 | 1.4833 | 2
| Median |  |  | 1.6 |  |  | 1.04 | 1.5 | 1.9 |  | 1.875 | 2.67 | 1.31 | 1.3875 | 1.5875 | 1.285 | 1.4326 | 1.5 | 1.4
| Std Dev. |  |  | 0.10328 |  |  | 0.030111 | 0.05164 | 0.040825 |  | 0.14825 | 0.050465 | 0.036935 | 0.025298 | 0.090203 | 0.024983 | 0.02381 | 0.040825 | 1.4283
| Rel.Std.Dev. |  |  | 6.323% |  |  | 2.85% | 3.368% | 2.13% |  | 7.851% | 1.888% | 2.828% | 1.827% | 5.644% | 1.93% | 1.65% | 2.752% | 71.41%
| PDM3 |  |  | 9.142% |  |  | -29.39% | 2.46% | 28.07% |  | 26.18% | 78.64% | -12.74% | -7.452% | 6.803% | -13.52% | -3.557% | -0.8814% | 33.64%
| Z-Score (Absolute) |  | 0 | 0.44 | 0.82 | 1.64 | 1.45 | 0.11 | 1.36 | 1.64 | 1.27 | 3.84 | 0.64 | 0.38 | 0.32 | 0.67 | 0.19 | 0.05 | 1.64
| Analytical results for Pd in OREAS 48 (Indicative Value 2.08 ppb) | [19 empty] | Indicative
Pd | Round | Replicate | Lab | Lab | Lab | Lab | Lab | [13 empty] | 1
| No | No | 12 | 13 | 15 | 16 | 17 | [13 empty] | ppb
|  |  | AR*MS | AR*MS | AR*MS | AR*MS | AR*MS | [13 empty] | 2
|  |  | 0.5g | 0.5g | 0.5g | 0.5g | 0.5g | [13 empty] | 2
| 1 | 1 | 2 | < 1 | 2 | 2 | 2.5055 | [13 empty] | 1
| 1 | 2 | 1 | < 1 | 1 | 3 | 4.0365 | [13 empty] | 7
| 1 | 3 | 2 | < 1 | 1 | 3 | 3.3953 | [13 empty] | 16
| 1 | 4 | 2 | < 1 | 1 | 3 | 3.9511 | [13 empty] | 2.0823
| 1 | 5 | 3 | < 1 | 2 | 3 | 3.8955 | [13 empty] | 16
| 1 | 6 | 2 | 3 | 1 | 2 | 4.28
| Mean |  | 2 | 3 | 1.3333 | 2.6667 | 3.6773
| Median |  | 2 | 3 | 1 | 3 | 3.9233
| Std Dev. |  | 0.63246 |  | 0.5164 | 0.5164 | 0.64304
| Rel.Std.Dev. |  | 31.62% |  | 38.73% | 19.36% | 17.49%
| PDM3 |  | -3.954% | 44.07% | -35.97% | 28.06% | 76.6%
| Z-Score (Absolute) |  | 0 | 1.1 | 0.67 | 0.67 | 1.7
| Analytical results for Pr in OREAS 48 (Certified Value 3.05 ppm) | [19 empty] | Certified
Pr | Round | Replicate | Lab | Lab | Lab | Lab | Lab | Lab | [12 empty] | 1
| No | No | 01 | 03 | 04 | 08 | 11 | 17 | [12 empty] | ppm
|  |  | AR*OES | AR*MS | AR*MS | AR*OES/MS | AR*MS | AR*MS | [12 empty] | 2
|  |  | 0.25g | 25g | 0.2g | 0.5g | 0.25g | 0.5g | [12 empty] | 3
| 1 | 1 | 3.2361 | 3.046 | 3.0883 | 3.1 | 2.68 | 3.0091 | [12 empty] | 1
| 1 | 2 | 3.1988 | 2.93 | 3.0508 | 3.4 | 2.71 | 3.0362 | [12 empty] | #N/A
| 1 | 3 | 3.3747 | 3.095 | 2.9259 | 3.2 | 2.7 | 3.0237 | [12 empty] | 16
| 1 | 4 | 3.3427 | 3.008 | 2.9417 | 3.2 | 2.71 | 2.9813 | [12 empty] | 3.0469
| 1 | 5 | 3.465 | 2.899 | 3.075 | 3.3 | 2.69 | 2.9952 | [12 empty] | 156
| 1 | 6 | 3.2321 | 3.142 | 2.9794 | 3.2 | 2.69 | 3.032
| Mean |  | 3.3082 | 3.02 | 3.0102 | 3.2333 | 2.6967 | 3.0129
| Median |  | 3.2894 | 3.027 | 3.0151 | 3.2 | 2.695 | 3.0164
| Std Dev. |  | 0.10311 | 0.093883 | 0.070263 | 0.10328 | 0.012111 | 0.021674
| Rel.Std.Dev. |  | 3.117% | 3.109% | 2.334% | 3.194% | 0.4491% | 0.7194%
| PDM3 |  | 8.577% | -0.8825% | -1.205% | 6.119% | -11.49% | -1.115%
| Z-Score (Absolute) |  | 1.76 | 0.02 | 0.04 | 1.31 | 1.93 | 0.02
| Analytical results for Pt in OREAS 48 (Indicative Value 1.41 ppb) | [19 empty] | Indicative
Pt | Round | Replicate | Lab | Lab | Lab | Lab | Lab | [13 empty] | 1
| No | No | 12 | 13 | 15 | 16 | 17 | [13 empty] | ppb
|  |  | AR*MS | AR*MS | AR*MS | AR*MS | AR*MS | [13 empty] | 2
|  |  | 0.5g | 0.5g | 0.5g | 0.5g | 0.5g | [13 empty] | 2
| 1 | 1 | < 2 | < 2 | < 2 | < 2 | 1.4061 | [13 empty] | 1
| 1 | 2 | < 2 | < 2 | 2 | 2 | 1.5683 | [13 empty] | 8
| 1 | 3 | < 2 | < 2 | 2 | < 2 | 1.4459 | [13 empty] | 16
| 1 | 4 | 2 | < 2 | 2 | < 2 | 1.5914 | [13 empty] | 1.4108
| 1 | 5 | < 2 | < 2 | < 2 | < 2 | 1.3096 | [13 empty] | 17
| 1 | 6 | < 2 | < 2 | 2 | 2 | 1.5373
| Mean |  | 2 |  | 2 | 2 | 1.4764
| Median |  | 2 |  | 2 | 2 | 1.4916
| Std Dev. |  |  |  | 0 | 0 | 0.10869
| Rel.Std.Dev. |  |  |  | 0% | 0% | 7.362%
| PDM3 |  | 41.77% |  | 41.77% | 41.77% | 4.654%
| Z-Score (Absolute) |  | 0.67 | 1.35 | 1.35 | 0 | 0.58
| Analytical results for Rb in OREAS 48 (Certified Value 13.4 ppm) | [19 empty] | Certified
Rb | Round | Replicate | Lab | Lab | Lab | Lab | Lab | Lab | Lab | Lab | Lab | Lab | Lab | Lab | Lab | Lab | Lab | Lab |  |  | 1
| No | No | 01 | 03 | 04 | 06 | 07 | 08 | 09 | 10 | 11 | 12 | 13 | 15 | 16 | 17 | 18 | 19 |  |  | ppm
|  |  | AR*OES | AR*MS | AR*MS | AR*MS | AR*MS | AR*OES/MS | AR*MS | AR*OES/MS | AR*MS | AR*MS | AR*MS | AR*MS | AR*MS | AR*MS | AR*OES/MS | AR*MS |  |  | 1
|  |  | 0.25g | 25g | 0.2g | 0.5g | 0.25g | 0.5g | 0.5g | 0.25g | 0.25g | 0.5g | 0.5g | 0.5g | 0.5g | 0.5g | 0.5g | 0.5g |  |  | 2
| 1 | 1 | 14.484 | 13.27 | 13.4521 | 13.02 | 13.43 | 11.9 | 17.5 | 18.25 | 12.05 | 13.3 | 13 | 13.45 | 13.15 | 13.6523 | 14 | 13.1 |  |  | 1
| 1 | 2 | 14.585 | 12.6 | 13.8621 | 13.05 | 12.87 | 11.9 | 17.1 | 22.2 | 12.16 | 13.75 | 13.25 | 14 | 13.25 | 13.6695 | 14.4 | 13.4 |  |  | #N/A
| 1 | 3 | 14.619 | 13.46 | 13.0928 | 12.9 | 13.67 | 11.7 | 18.2 | 19.32 | 12.11 | 13.2 | 13.45 | 14.05 | 13.45 | 13.7513 | 14 | 13.2 |  |  | 16
| 1 | 4 | 14.51 | 13.23 | 13.5946 | 12.91 | 13.32 | 11.6 | 17.8 | 18.49 | 12.04 | 13.45 | 13.45 | 13.65 | 12.95 | 13.6309 | 14.9 | 13.3 |  |  | 13.4372
| 1 | 5 | 14.63 | 12.94 | 13.7754 | 13.58 | 13.28 | 11.7 | 16.1 | 20.12 | 12.17 | 12.8 | 13.45 | 14.3 | 13.4 | 13.4667 | 14.8 | 13.4 |  |  | 157
| 1 | 6 | 14.82 | 13.24 | 13.291 | 13.12 | 13.18 | 11 | 18.7 | 29.05 | 12.06 | 13.35 | 13.45 | 13.75 | 13.25 | 13.5046 | 14 | 13
| Mean |  | 14.608 | 13.1233 | 13.5113 | 13.0967 | 13.2917 | 11.6333 | 17.5667 | 21.2383 | 12.0983 | 13.3083 | 13.3417 | 13.8667 | 13.2417 | 13.6126 | 14.35 | 13.2333
| Median |  | 14.602 | 13.235 | 13.5234 | 13.035 | 13.3 | 11.7 | 17.65 | 19.72 | 12.085 | 13.325 | 13.45 | 13.875 | 13.25 | 13.6416 | 14.2 | 13.25
| Std Dev. |  | 0.11921 | 0.30572 | 0.29219 | 0.25129 | 0.26589 | 0.33267 | 0.90701 | 4.0832 | 0.057067 | 0.31212 | 0.18552 | 0.30768 | 0.18005 | 0.10707 | 0.41833 | 0.1633
| Rel.Std.Dev. |  | 0.8161% | 2.33% | 2.163% | 1.919% | 2% | 2.86% | 5.163% | 19.23% | 0.4717% | 2.345% | 1.391% | 2.219% | 1.36% | 0.7866% | 2.915% | 1.234%
| PDM3 |  | 8.713% | -2.336% | 0.5518% | -2.534% | -1.083% | -13.42% | 30.73% | 58.06% | -9.964% | -0.959% | -0.7109% | 3.196% | -1.455% | 1.305% | 6.793% | -1.517%
| Z-Score (Absolute) |  | 3.35 | 0.53 | 0.49 | 0.6 | 0.09 | 4.42 | 11.09 | 20.69 | 3.21 | 0.04 | 0.04 | 1.42 | 0.22 | 0.75 | 2.68 | 0.24
| Analytical results for Re in OREAS 48 (Certified Value 0 ppm) | [19 empty] | Certified
Re | Round | Replicate | Lab | Lab | Lab | Lab | Lab | Lab | Lab | Lab | Lab | Lab | [8 empty] | 1
| No | No | 06 | 08 | 09 | 10 | 12 | 13 | 15 | 16 | 18 | 19 | [8 empty] | ppm
|  |  | AR*MS | AR*OES/MS | AR*MS | AR*OES/MS | AR*MS | AR*MS | AR*MS | AR*MS | AR*OES/MS | AR*MS | [8 empty] | 3
|  |  | 0.5g | 0.5g | 0.5g | 0.25g | 0.5g | 0.5g | 0.5g | 0.5g | 0.5g | 0.5g | [8 empty] | 3
| 1 | 1 | < 0.001 | < 0.001 | 0.001 | < 0.1 | 0.0005 | 0.0004 | 0.0003 | 0.0004 | < 0.001 | < 0.001 | [8 empty] | 1
| 1 | 2 | < 0.001 | < 0.001 | < 0.001 | < 0.1 | 0.0003 | 0.0003 | 0.0003 | 0.0004 | < 0.001 | 0.001 | [8 empty] | 6
| 1 | 3 | < 0.001 | < 0.001 | 0.002 | < 0.1 | 0.0004 | 0.0004 | 0.0004 | 0.0002 | < 0.001 | < 0.001 | [8 empty] | 16
| 1 | 4 | 0.01 | < 0.001 | < 0.001 | < 0.1 | 0.0004 | 0.0003 | 0.0004 | 0.0003 | < 0.001 | < 0.001 | [8 empty] | 0.00037
| 1 | 5 | < 0.001 | < 0.001 | 0.001 | < 0.1 | 0.0003 | 0.0003 | 0.0003 | 0.0002 | < 0.001 | < 0.001 | [8 empty] | 158
| 1 | 6 | < 0.001 | < 0.001 | 0.001 | < 0.1 | 0.0003 | 0.0004 | 0.0002 | 0.0004 | < 0.001 | < 0.001
| Mean |  | 0.01 |  | 0.00125 |  | 0.00036667 | 0.00035 | 0.00031667 | 0.00031667 |  | 0.001
| Median |  | 0.01 |  | 0.001 |  | 0.00035 | 0.00035 | 0.0003 | 0.00035 |  | 0.001
| Std Dev. |  |  |  | 0.0005 |  | 8.165e-05 | 5.4772e-05 | 7.5277e-05 | 9.8319e-05
| Rel.Std.Dev. |  |  |  | 40% |  | 22.27% | 15.65% | 23.77% | 31.05%
| PDM3 |  | 2603% |  | 237.8% |  | -0.9009% | -5.405% | -14.41% | -14.41% |  | 170.3%
| Z-Score (Absolute) |  | 6.41 | 0 | 2.02 | 200.27 | 0.54 | 0.61 | 0.74 | 0.74 | 0 | 0.34
| Analytical results for Rh in OREAS 48 (Indicative Value 0.001 ppm) | [19 empty] | Indicative
Rh | Round | Replicate | Lab | [17 empty] | 1
| No | No | 17 | [17 empty] | ppm
|  |  | AR*MS | [17 empty] | 3
|  |  | 0.5g | [17 empty] | 3
| 1 | 1 | 0.00099139 | [17 empty] | 1
| 1 | 2 | 0.00023004 | [17 empty] | 12
| 1 | 3 | 0.00052125 | [17 empty] | 16
| 1 | 4 | 0.0011355 | [17 empty] | 0.00091294
| 1 | 5 | 0.0012072 | [17 empty] | 18
| 1 | 6 | 0.0013923
| Mean |  | 0.00091294
| Median |  | 0.0010634
| Std Dev. |  | 0.00044538
| Rel.Std.Dev. |  | 48.79%
| PDM3 |  | -2.22e-14%
| Z-Score (Absolute) |  | NA
| Analytical results for S in OREAS 48 (Certified Value 0.05 wt.%) | [19 empty] | Certified
S | Round | Replicate | Lab | Lab | Lab | Lab | Lab | Lab | Lab | Lab | Lab | Lab | Lab | Lab | Lab | [5 empty] | 1
| No | No | 02 | 04 | 06 | 07 | 08 | 09 | 10 | 12 | 13 | 15 | 16 | 18 | 19 | [5 empty] | wt.%
|  |  | AR*OES/MS | AR*MS | AR*MS | AR*OES | AR*OES/MS | AR*MS | AR*OES/MS | AR*MS | AR*MS | AR*MS | AR*MS | AR*OES/MS | AR*MS | [5 empty] | 3
|  |  | 0.5g | 0.2g | 0.5g | 0.25g | 0.5g | 0.5g | 0.25g | 0.5g | 0.5g | 0.5g | 0.5g | 0.5g | 0.5g | [5 empty] | 3
| 1 | 1 | 0.0495 | 0.050316 | 0.05 | 0.05 | 0.048 | 0.05 | 0.05 | 0.05 | 0.07 | 0.05 | 0.05 | 0.05 | 0.05 | [5 empty] | 1
| 1 | 2 | 0.0501 | 0.049845 | 0.05 | 0.05 | 0.048 | 0.05 | 0.05 | 0.05 | 0.07 | 0.05 | 0.05 | 0.05 | 0.06 | [5 empty] | #N/A
| 1 | 3 | 0.049 | 0.049976 | 0.05 | 0.05 | 0.05 | 0.06 | 0.05 | 0.05 | 0.06 | 0.05 | 0.05 | 0.05 | 0.05 | [5 empty] | 16
| 1 | 4 | 0.0475 | 0.049769 | 0.05 | 0.05 | 0.05 | 0.05 | 0.05 | 0.06 | 0.06 | 0.05 | 0.05 | 0.06 | 0.05 | [5 empty] | 0.049887
| 1 | 5 | 0.0504 | 0.051158 | 0.05 | 0.05 | 0.05 | 0.05 | 0.05 | 0.05 | 0.07 | 0.05 | 0.05 | 0.05 | 0.05 | [5 empty] | 159
| 1 | 6 | 0.0487 | 0.049613 | 0.05 | 0.05 | 0.05 | 0.05 | 0.05 | 0.05 | 0.06 | 0.05 | 0.04 | 0.05 | 0.05
| Mean |  | 0.0492 | 0.050113 | 0.05 | 0.05 | 0.049333 | 0.051667 | 0.05 | 0.051667 | 0.065 | 0.05 | 0.048333 | 0.051667 | 0.051667
| Median |  | 0.04925 | 0.04991 | 0.05 | 0.05 | 0.05 | 0.05 | 0.05 | 0.05 | 0.065 | 0.05 | 0.05 | 0.05 | 0.05
| Std Dev. |  | 0.0010507 | 0.00056435 | 7.6012e-18 | 7.6012e-18 | 0.0010328 | 0.0040825 | 7.6012e-18 | 0.0040825 | 0.0054772 | 7.6012e-18 | 0.0040825 | 0.0040825 | 0.0040825
| Rel.Std.Dev. |  | 2.136% | 1.126% | 1.52e-14% | 1.52e-14% | 2.094% | 7.902% | 1.52e-14% | 7.902% | 8.427% | 1.52e-14% | 8.447% | 7.902% | 7.902%
| PDM3 |  | -1.377% | 0.4522% | 0.2262% | 0.2262% | -1.11% | 3.567% | 0.2262% | 3.567% | 30.29% | 0.2262% | -3.115% | 3.567% | 3.567%
| Z-Score (Absolute) |  | 0.67 | 0.1 | 0 | 0 | 0.56 | 1.4 | 0 | 1.4 | 12.64 | 0 | 1.4 | 1.4 | 1.4
| Analytical results for Sb in OREAS 48 (Indicative Value 0.05 ppm) | [19 empty] | Indicative
Sb | Round | Replicate | Lab | Lab | Lab | Lab | Lab | Lab | Lab | Lab | Lab | Lab | Lab | Lab | Lab | Lab | Lab | Lab | Lab | Lab | 1
| No | No | 01 | 02 | 03 | 04 | 05 | 06 | 07 | 08 | 09 | 10 | 11 | 12 | 13 | 15 | 16 | 17 | 18 | 19 | ppm
|  |  | AR*OES | AR*OES/MS | AR*MS | AR*MS | AR*OES | AR*MS | AR*MS | AR*OES/MS | AR*MS | AR*OES/MS | AR*MS | AR*MS | AR*MS | AR*MS | AR*MS | AR*MS | AR*OES/MS | AR*MS | 3
|  |  | 0.25g | 0.5g | 25g | 0.2g | 0.5g | 0.5g | 0.25g | 0.5g | 0.5g | 0.25g | 0.25g | 0.5g | 0.5g | 0.5g | 0.5g | 0.5g | 0.5g | 0.5g | 3
| 1 | 1 | 1.6153 | < 0.05 | 0.04 | < 0.1 | < 1 | 0.32 | < 0.05 | 0.03 | < 0.05 | 0.07 | 0.23 | 0.074 | 0.041 | 0.046 | 0.037 | 0.040401 | < 0.05 | 0.11 | 1
| 1 | 2 | 1.748 | < 0.05 | 0.04 | < 0.1 | < 1 | 0.31 | < 0.05 | 0.03 | 0.75 | 0.09 | 0.22 | 0.04 | 0.046 | 0.063 | 0.031 | 0.040359 | < 0.05 | 0.05 | 3
| 1 | 3 | 1.849 | < 0.05 | 0.03 | < 0.1 | < 1 | 0.32 | 0.05 | 0.03 | 1.98 | 0.08 | 0.17 | 0.035 | 0.039 | 0.054 | 0.038 | 0.041431 | < 0.05 | 0.06 | 16
| 1 | 4 | 1.692 | < 0.05 | 0.04 | < 0.1 | < 1 | 0.35 | < 0.05 | 0.03 | 0.65 | 0.06 | 0.18 | 0.036 | 0.029 | 0.049 | 0.042 | 0.041003 | 0.09 | 0.07 | 0.050395
| 1 | 5 | 1.7942 | < 0.05 | 0.04 | < 0.1 | < 1 | 0.33 | < 0.05 | 0.03 | < 0.05 | 0.06 | 0.23 | 0.028 | 0.039 | 0.054 | 0.043 | 0.040198 | < 0.05 | 0.06 | 19
| 1 | 6 | 1.782 | < 0.05 | 0.05 | < 0.1 | < 1 | 0.32 | 0.06 | 0.07 | < 0.05 | 0.12 | 0.19 | 0.035 | 0.044 | 0.056 | 0.039 | 0.041865 | < 0.05 | 0.06
| Mean |  | 1.7467 |  | 0.04 |  |  | 0.325 | 0.055 | 0.036667 | 1.1267 | 0.08 | 0.20333 | 0.041333 | 0.039667 | 0.053667 | 0.038333 | 0.040876 | 0.09 | 0.068333
| Median |  | 1.765 |  | 0.04 |  |  | 0.32 | 0.055 | 0.03 | 0.75 | 0.075 | 0.205 | 0.0355 | 0.04 | 0.054 | 0.0385 | 0.040702 | 0.09 | 0.06
| Std Dev. |  | 0.082737 |  | 0.0063246 |  |  | 0.013784 | 0.0070711 | 0.01633 | 0.7407 | 0.022804 | 0.026583 | 0.016464 | 0.0059217 | 0.0058878 | 0.004274 | 0.00067131 |  | 0.02137
| Rel.Std.Dev. |  | 4.737% |  | 15.81% |  |  | 4.241% | 12.86% | 44.54% | 65.74% | 28.5% | 13.07% | 39.83% | 14.93% | 10.97% | 11.15% | 1.642% |  | 31.27%
| PDM3 |  | 3366% |  | -20.63% |  |  | 544.9% | 9.138% | -27.24% | 2136% | 58.75% | 303.5% | -17.98% | -21.29% | 6.492% | -23.93% | -18.89% | 78.59% | 35.6%
| Z-Score (Absolute) |  | 111.91 | 1.36 | 0.37 | 0.29 | 29.89 | 18.38 | 0.7 | 0.59 | 34.88 | 2.26 | 10.37 | 0.29 | 0.39 | 0.53 | 0.48 | 0.32 | 0.65 | 1.49
| Analytical results for Sc in OREAS 48 (Certified Value 3.2 ppm) | [19 empty] | Certified
Sc | Round | Replicate | Lab | Lab | Lab | Lab | Lab | Lab | Lab | Lab | Lab | Lab | Lab | Lab | Lab | Lab | Lab | Lab | Lab |  | 1
| No | No | 01 | 03 | 04 | 05 | 06 | 07 | 08 | 09 | 10 | 11 | 12 | 13 | 15 | 16 | 17 | 18 | 19 |  | ppm
|  |  | AR*OES | AR*MS | AR*MS | AR*OES | AR*MS | AR*MS | AR*OES/MS | AR*MS | AR*OES/MS | AR*MS | AR*MS | AR*MS | AR*MS | AR*MS | AR*MS | AR*OES/MS | AR*MS |  | 2
|  |  | 0.25g | 25g | 0.2g | 0.5g | 0.5g | 0.25g | 0.5g | 0.5g | 0.25g | 0.25g | 0.5g | 0.5g | 0.5g | 0.5g | 0.5g | 0.5g | 0.5g |  | 3
| 1 | 1 | 3.2571 | 3.6 | 3.128 | 3 | 3.55 | 3.2 | 5.4 | 1.7 | 2.08 | 3.26 | 3.03 | 2.92 | 3.45 | 2.93 | 3.0158 | 3 | 1.9 |  | 1
| 1 | 2 | 3.2834 | 3.5 | 3.1993 | 3 | 3.54 | 3 | 5.2 | 1.6 | 2.16 | 3.25 | 3.24 | 2.87 | 3.35 | 3.05 | 3.0442 | 3 | 1.8 |  | #N/A
| 1 | 3 | 3.6801 | 3.7 | 2.9998 | 3 | 3.41 | 3.1 | 5.4 | 2 | 2.13 | 3.24 | 3.03 | 2.86 | 3.48 | 3.12 | 3.0548 | 2.8 | 1.8 |  | 16
| 1 | 4 | 3.496 | 3.4 | 3.0645 | 3 | 3.72 | 3.2 | 5.2 | 1.9 | 2.12 | 3.25 | 3.05 | 3.04 | 3.38 | 2.92 | 2.9546 | 2.9 | 1.9 |  | 3.2028
| 1 | 5 | 3.3256 | 3.4 | 3.0739 | 3 | 3.69 | 3 | 5.2 | 1.6 | 2.09 | 3.32 | 2.9 | 2.94 | 3.61 | 3.01 | 3.0791 | 3 | 1.9 |  | 160
| 1 | 6 | 3.371 | 3.7 | 3.1527 | 3 | 3.63 | 3.1 | 5.1 | 1.8 | 2.15 | 3.28 | 3.1 | 2.96 | 3.21 | 3.04 | 3.0932 | 3.1 | 1.7
| Mean |  | 3.4022 | 3.55 | 3.103 | 3 | 3.59 | 3.1 | 5.25 | 1.7667 | 2.1217 | 3.2667 | 3.0583 | 2.9317 | 3.4133 | 3.0117 | 3.0403 | 2.9667 | 1.8333
| Median |  | 3.3483 | 3.55 | 3.101 | 3 | 3.59 | 3.1 | 5.2 | 1.75 | 2.125 | 3.255 | 3.04 | 2.93 | 3.415 | 3.025 | 3.0495 | 3 | 1.85
| Std Dev. |  | 0.16002 | 0.13784 | 0.07122 | 0 | 0.11402 | 0.089443 | 0.12247 | 0.1633 | 0.031885 | 0.029439 | 0.11089 | 0.065853 | 0.13486 | 0.076267 | 0.049965 | 0.10328 | 0.08165
| Rel.Std.Dev. |  | 4.703% | 3.883% | 2.295% | 0% | 3.176% | 2.885% | 2.333% | 9.243% | 1.503% | 0.9012% | 3.626% | 2.246% | 3.951% | 2.532% | 1.643% | 3.481% | 4.454%
| PDM3 |  | 6.225% | 10.84% | -3.115% | -6.333% | 12.09% | -3.21% | 63.92% | -44.84% | -33.76% | 1.993% | -4.511% | -8.466% | 6.573% | -5.968% | -5.075% | -7.373% | -42.76%
| Z-Score (Absolute) |  | 0.85 | 1.24 | 0.06 | NA | 1.35 | 0.06 | 5.73 | 3.47 | 2.53 | 0.5 | 0.06 | 0.39 | 0.88 | 0.18 | 0.1 | 0.3 | 3.29
| Analytical results for Se in OREAS 48 (Indicative Value 0.19 ppm) | [19 empty] | Indicative
Se | Round | Replicate | Lab | Lab | Lab | Lab | Lab | Lab | Lab | Lab | Lab | Lab | Lab | Lab | Lab | Lab | Lab | Lab |  |  | 1
| No | No | 02 | 04 | 05 | 06 | 07 | 08 | 09 | 10 | 11 | 12 | 13 | 15 | 16 | 17 | 18 | 19 |  |  | ppm
|  |  | AR*OES/MS | AR*MS | AR*OES | AR*MS | AR*MS | AR*OES/MS | AR*MS | AR*OES/MS | AR*MS | AR*MS | AR*MS | AR*MS | AR*MS | AR*MS | AR*OES/MS | AR*MS |  |  | 2
|  |  | 0.5g | 0.2g | 0.5g | 0.5g | 0.25g | 0.5g | 0.5g | 0.25g | 0.25g | 0.5g | 0.5g | 0.5g | 0.5g | 0.5g | 0.5g | 0.5g |  |  | 2
| 1 | 1 | 0.47 | < 1.5 | < 10 | < 1 | < 1 | < 0.1 | < 0.2 | < 1 | 0.68 | 0.084 | 0.099 | 0.083 | 0.083 | 0.16008 | < 0.2 | < 0.2 |  |  | 1
| 1 | 2 | 0.38 | < 1.5 | < 10 | < 1 | < 1 | < 0.1 | 0.3 | < 1 | 0.71 | 0.078 | 0.078 | 0.086 | 0.087 | 0.1856 | < 0.2 | < 0.2 |  |  | 4
| 1 | 3 | 0.35 | < 1.5 | < 10 | < 1 | < 1 | < 0.1 | 0.5 | < 1 | 0.69 | 0.085 | 0.071 | 0.096 | 0.091 | 0.15985 | < 0.2 | < 0.2 |  |  | 16
| 1 | 4 | 0.38 | < 1.5 | < 10 | < 1 | < 1 | < 0.1 | < 0.2 | < 1 | 0.69 | 0.082 | 0.078 | 0.094 | 0.092 | 0.17858 | < 0.2 | < 0.2 |  |  | 0.1851
| 1 | 5 | 0.33 | < 1.5 | < 10 | < 1 | < 1 | < 0.1 | < 0.2 | < 1 | 0.69 | 0.086 | 0.083 | 0.086 | 0.084 | 0.17951 | < 0.2 | < 0.2 |  |  | 16
| 1 | 6 | 0.27 | < 1.5 | < 10 | < 1 | < 1 | 0.2 | 0.4 | < 1 | 0.65 | 0.083 | 0.096 | 0.084 | 0.085 | 0.18723 | < 0.2 | < 0.2
| Mean |  | 0.36333 |  |  |  |  | 0.2 | 0.4 |  | 0.685 | 0.083 | 0.084167 | 0.088167 | 0.087 | 0.17514
| Median |  | 0.365 |  |  |  |  | 0.2 | 0.4 |  | 0.69 | 0.0835 | 0.0805 | 0.086 | 0.086 | 0.17904
| Std Dev. |  | 0.066232 | [5 empty] | 0.1 |  | 0.019748 | 0.0028284 | 0.011053 | 0.0054559 | 0.0037417 | 0.012225
| Rel.Std.Dev. |  | 18.23% | [5 empty] | 25% |  | 2.883% | 3.408% | 13.13% | 6.188% | 4.301% | 6.98%
| PDM3 |  | 96.29% |  |  |  |  | 8.049% | 116.1% |  | 270.1% | -55.16% | -54.53% | -52.37% | -53% | -5.38%
| Z-Score (Absolute) |  | 0.76 | 2.71 | 24.17 | 1.45 | 1.45 | 0.69 | 0.19 | 1.45 | 2.38 | 0.65 | 0.65 | 0.63 | 0.63 | 0.19 | 0.57 | 0.57
| Analytical results for Sm in OREAS 48 (Certified Value 1.82 ppm) | [19 empty] | Certified
Sm | Round | Replicate | Lab | Lab | Lab | Lab | Lab | Lab | [12 empty] | 1
| No | No | 01 | 03 | 04 | 08 | 11 | 17 | [12 empty] | ppm
|  |  | AR*OES | AR*MS | AR*MS | AR*OES/MS | AR*MS | AR*MS | [12 empty] | 2
|  |  | 0.25g | 25g | 0.2g | 0.5g | 0.25g | 0.5g | [12 empty] | 3
| 1 | 1 | 2.0651 | 1.811 | 1.9399 | 1.8 | 1.58 | 1.7878 | [12 empty] | 1
| 1 | 2 | 1.9983 | 1.721 | 1.837 | 1.5 | 1.62 | 1.8154 | [12 empty] | #N/A
| 1 | 3 | 2.1495 | 1.898 | 1.7508 | 1.8 | 1.59 | 1.7966 | [12 empty] | 16
| 1 | 4 | 2.0992 | 1.798 | 1.7917 | 2.1 | 1.62 | 1.7694 | [12 empty] | 1.8217
| 1 | 5 | 2.0007 | 1.749 | 1.8189 | 1.7 | 1.64 | 1.7928 | [12 empty] | 161
| 1 | 6 | 2.0048 | 1.814 | 1.8908 | 2.1 | 1.61 | 1.8201
| Mean |  | 2.0529 | 1.7985 | 1.8382 | 1.8333 | 1.61 | 1.797
| Median |  | 2.035 | 1.8045 | 1.828 | 1.8 | 1.615 | 1.7947
| Std Dev. |  | 0.06268 | 0.061243 | 0.06824 | 0.23381 | 0.021909 | 0.018617
| Rel.Std.Dev. |  | 3.053% | 3.405% | 3.712% | 12.75% | 1.361% | 1.036%
| PDM3 |  | 12.7% | -1.272% | 0.9078% | 0.6405% | -11.62% | -1.353%
| Z-Score (Absolute) |  | 7.76 | 0.57 | 0.73 | 0.57 | 6.74 | 0.62
| Analytical results for Sn in OREAS 48 (Certified Value 0.25 ppm) | [19 empty] | Certified
Sn | Round | Replicate | Lab | Lab | Lab | Lab | Lab | Lab | Lab | Lab | Lab | Lab | Lab | Lab | Lab | Lab | Lab | Lab |  |  | 1
| No | No | 03 | 04 | 05 | 06 | 07 | 08 | 09 | 10 | 11 | 12 | 13 | 15 | 16 | 17 | 18 | 19 |  |  | ppm
|  |  | AR*MS | AR*MS | AR*OES | AR*MS | AR*MS | AR*OES/MS | AR*MS | AR*OES/MS | AR*MS | AR*MS | AR*MS | AR*MS | AR*MS | AR*MS | AR*OES/MS | AR*MS |  |  | 2
|  |  | 25g | 0.2g | 0.5g | 0.5g | 0.25g | 0.5g | 0.5g | 0.25g | 0.25g | 0.5g | 0.5g | 0.5g | 0.5g | 0.5g | 0.5g | 0.5g |  |  | 2
| 1 | 1 | 0.26 | 0.26148 | < 5 | 0.43 | 0.2 | 0.33 | 0.6 | < 0.3 | 0.73 | 0.22 | 0.2 | 0.26 | 0.24 | 0.22509 | 0.2 | < 0.2 |  |  | 1
| 1 | 2 | 0.24 | 0.25766 | < 5 | 0.44 | 0.2 | 0.34 | 0.5 | < 0.3 | 0.76 | 0.23 | 0.22 | 0.27 | 0.24 | 0.22552 | 0.2 | < 0.2 |  |  | 1
| 1 | 3 | 0.27 | 0.26449 | < 5 | 0.43 | 0.2 | 0.34 | 1.4 | < 0.3 | 0.73 | 0.23 | 0.2 | 0.25 | 0.22 | 0.22732 | 0.2 | < 0.2 |  |  | 16
| 1 | 4 | 0.26 | 0.24542 | < 5 | 0.45 | 0.2 | 0.31 | 0.6 | < 0.3 | 0.72 | 0.23 | 0.2 | 0.25 | 0.23 | 0.22017 | 0.2 | < 0.2 |  |  | 0.24918
| 1 | 5 | 0.25 | 0.26953 | < 5 | 0.45 | 0.2 | 0.32 | 0.7 | < 0.3 | 0.75 | 0.22 | 0.23 | 0.25 | 0.23 | 0.22354 | 0.2 | < 0.2 |  |  | 162
| 1 | 6 | 0.28 | 0.27203 | < 5 | 0.44 | 0.2 | 0.33 | 0.6 | < 0.3 | 0.74 | 0.23 | 0.22 | 0.22 | 0.22 | 0.22854 | 0.2 | < 0.2
| Mean |  | 0.26 | 0.26177 |  | 0.44 | 0.2 | 0.32833 | 0.73333 |  | 0.73833 | 0.22667 | 0.21167 | 0.25 | 0.23 | 0.22503 | 0.2
| Median |  | 0.26 | 0.26299 |  | 0.44 | 0.2 | 0.33 | 0.6 |  | 0.735 | 0.23 | 0.21 | 0.25 | 0.23 | 0.22531 | 0.2
| Std Dev. |  | 0.014142 | 0.0095622 |  | 0.0089443 | 3.0405e-17 | 0.01169 | 0.33267 |  | 0.01472 | 0.005164 | 0.013292 | 0.016733 | 0.0089443 | 0.002956 | 3.0405e-17
| Rel.Std.Dev. |  | 5.439% | 3.653% |  | 2.033% | 1.52e-14% | 3.561% | 45.36% |  | 1.994% | 2.278% | 6.279% | 6.693% | 3.889% | 1.314% | 1.52e-14%
| PDM3 |  | 4.341% | 5.05% |  | 76.58% | -19.74% | 31.76% | 194.3% |  | 196.3% | -9.036% | -15.06% | 0.3278% | -7.698% | -9.692% | -19.74%
| Z-Score (Absolute) |  | 0.06 | 0.08 | 25.95 | 2.14 | NA | 0.85 | 5.53 | 1.21 | 5.59 | 0.33 | 0.5 | 0.06 | 0.29 | 0.35 | NA | 1.79
Results from laboratories 7 and 18 were removed due to their 0.1 ppm reading resolution.
| Analytical results for Sr in OREAS 48 (Certified Value 45.4 ppm) | [19 empty] | Certified
Sr | Round | Replicate | Lab | Lab | Lab | Lab | Lab | Lab | Lab | Lab | Lab | Lab | Lab | Lab | Lab | Lab | Lab | Lab | Lab |  | 1
| No | No | 01 | 03 | 04 | 05 | 06 | 07 | 08 | 09 | 10 | 11 | 12 | 13 | 15 | 16 | 17 | 18 | 19 |  | ppm
|  |  | AR*OES | AR*MS | AR*MS | AR*OES | AR*MS | AR*OES | AR*OES/MS | AR*OES | AR*OES/MS | AR*MS | AR*MS | AR*MS | AR*MS | AR*MS | AR*MS | AR*OES/MS | AR*MS |  | 1
|  |  | 0.25g | 25g | 0.2g | 0.5g | 0.5g | 0.25g | 0.5g | 0.5g | 0.25g | 0.25g | 0.5g | 0.5g | 0.5g | 0.5g | 0.5g | 0.5g | 0.5g |  | 1
| 1 | 1 | 63.388 | 56.47 | 47.1331 | 44 | 51.26 | 46.8 | 85.6 | 28 | 33.42 | 46.26 | 45.4 | 40.5 | 48.5 | 42.5 | 44.6108 | 40.3 | 24.4 |  | 1
| 1 | 2 | 63.578 | 55.88 | 49.056 | 45 | 50.35 | 46.2 | 83.8 | 26 | 32.46 | 45.93 | 48.2 | 41.4 | 49.1 | 44.3 | 45.6595 | 40.5 | 24.6 |  | #N/A
| 1 | 3 | 63.58 | 60.18 | 45.8603 | 43 | 50.49 | 44.7 | 84.2 | 28 | 33.37 | 46.33 | 45.5 | 40.6 | 48.7 | 45.4 | 45.7905 | 39 | 24.6 |  | 16
| 1 | 4 | 63.614 | 57.9 | 47.2377 | 45 | 51.3 | 45.4 | 81.3 | 26 | 33.83 | 46.27 | 46.1 | 42.5 | 48.3 | 42.9 | 43.035 | 40.8 | 24.4 |  | 45.3766
| 1 | 5 | 63.508 | 54.31 | 46.3583 | 47 | 50.91 | 42.6 | 81.9 | 30 | 32.72 | 46.55 | 42.3 | 41.6 | 50.2 | 43.4 | 44.153 | 41.8 | 24.7 |  | 163
| 1 | 6 | 63.77 | 60.47 | 47.3173 | 47 | 52.93 | 44 | 81.6 | 25 | 32.67 | 46.34 | 46.6 | 42.5 | 46.8 | 42.5 | 44.9597 | 40.7 | 23.3
| Mean |  | 63.573 | 57.535 | 47.1605 | 45.1667 | 51.2067 | 44.95 | 83.0667 | 27.1667 | 33.0783 | 46.28 | 45.6833 | 41.5167 | 48.6 | 43.5 | 44.7014 | 40.5167 | 24.3333
| Median |  | 63.579 | 57.185 | 47.1854 | 45 | 51.085 | 45.05 | 82.85 | 27 | 33.045 | 46.3 | 45.8 | 41.5 | 48.6 | 43.15 | 44.7853 | 40.6 | 24.5
| Std Dev. |  | 0.12571 | 2.4502 | 1.0916 | 1.6021 | 0.92919 | 1.5281 | 1.7247 | 1.8348 | 0.53745 | 0.201 | 1.9447 | 0.87502 | 1.11 | 1.1507 | 1.0253 | 0.90646 | 0.52026
| Rel.Std.Dev. |  | 0.1977% | 4.259% | 2.315% | 3.547% | 1.815% | 3.399% | 2.076% | 6.754% | 1.625% | 0.4343% | 4.257% | 2.108% | 2.284% | 2.645% | 2.294% | 2.237% | 2.138%
| PDM3 |  | 40.1% | 26.79% | 3.931% | -0.4625% | 12.85% | -0.94% | 83.06% | -40.13% | -27.1% | 1.991% | 0.6761% | -8.506% | 7.104% | -4.136% | -1.488% | -10.71% | -46.37%
| Z-Score (Absolute) |  | 3.4 | 2.28 | 0.37 | 0 | 1.12 | 0.04 | 7 | 3.33 | 2.23 | 0.21 | 0.1 | 0.67 | 0.63 | 0.31 | 0.09 | 0.86 | 3.85
| Analytical results for Ta in OREAS 48 (Certified Value < 0.01 ppm) | [19 empty] | Certified
Ta | Round | Replicate | Lab | Lab | Lab | Lab | Lab | Lab | Lab | Lab | Lab | Lab | Lab | Lab | Lab | Lab |  |  |  |  | 1
| No | No | 04 | 05 | 06 | 07 | 08 | 09 | 10 | 12 | 13 | 15 | 16 | 17 | 18 | 19 |  |  |  |  | ppm
|  |  | AR*MS | AR*OES | AR*MS | AR*MS | AR*OES/MS | AR*MS | AR*OES/MS | AR*MS | AR*MS | AR*MS | AR*MS | AR*MS | AR*OES/MS | AR*MS |  |  |  |  | 3
|  |  | 0.2g | 0.5g | 0.5g | 0.25g | 0.5g | 0.5g | 0.25g | 0.5g | 0.5g | 0.5g | 0.5g | 0.5g | 0.5g | 0.5g |  |  |  |  | 3
| 1 | 1 | < 0.01 | < 5 | 0.02 | < 0.01 | < 0.05 | 0.01 | < 0.05 | < 0.005 | < 0.005 | < 0.005 | < 0.005 | 0.0021837 | < 0.01 | < 0.01 |  |  |  |  | 1
| 1 | 2 | < 0.01 | < 5 | 0.02 | < 0.01 | < 0.05 | 0.01 | < 0.05 | < 0.005 | < 0.005 | < 0.005 | < 0.005 | 0.0022068 | < 0.01 | < 0.01 |  |  |  |  | 2
| 1 | 3 | < 0.01 | < 5 | 0.02 | < 0.01 | < 0.05 | < 0.01 | < 0.05 | < 0.005 | < 0.005 | < 0.005 | < 0.005 | 0.0018353 | < 0.01 | < 0.01 |  |  |  |  | 16
| 1 | 4 | < 0.01 | < 5 | 0.03 | < 0.01 | < 0.05 | < 0.01 | < 0.05 | < 0.005 | < 0.005 | < 0.005 | < 0.005 | 0.002194 | 0.01 | < 0.01 |  |  |  |  | < 0.01
| 1 | 5 | < 0.01 | < 5 | 0.03 | < 0.01 | < 0.05 | < 0.01 | < 0.05 | < 0.005 | < 0.005 | < 0.005 | < 0.005 | 0.0018986 | < 0.01 | < 0.01 |  |  |  |  | 164
| 1 | 6 | < 0.01 | < 5 | 0.02 | < 0.01 | < 0.05 | 0.01 | < 0.05 | < 0.005 | < 0.005 | < 0.005 | < 0.005 | 0.0021884 | < 0.01 | < 0.01
| Mean |  |  |  | 0.023333 |  |  | 0.01 | [5 empty] | 0.0020845 | 0.01
| Median |  |  |  | 0.02 |  |  | 0.01 | [5 empty] | 0.002186 | 0.01
| Std Dev. |  |  |  | 0.005164 |  |  | 0 | [5 empty] | 0.00016985
| Rel.Std.Dev. |  |  |  | 22.13% |  |  | 0% | [5 empty] | 8.148%
PDM3
| Z-Score (Absolute) |  | 0 | 672.96 | 4.94 | 0 | 5.39 | 0.67 | 5.39 | 0.67 | 0.67 | 0.67 | 0.67 | 0.79 | 0.22 | 0
| Analytical results for Tb in OREAS 48 (Indicative Value 0.17 ppm) | [19 empty] | Indicative
Tb | Round | Replicate | Lab | Lab | Lab | Lab | Lab | [13 empty] | 1
| No | No | 03 | 04 | 07 | 08 | 17 | [13 empty] | ppm
|  |  | AR*MS | AR*MS | AR*MS | AR*OES/MS | AR*MS | [13 empty] | 2
|  |  | 25g | 0.2g | 0.25g | 0.5g | 0.5g | [13 empty] | 2
| 1 | 1 | 0.168 | 0.17157 | 0.18 | 0.2 | 0.1544 | [13 empty] | 1
| 1 | 2 | 0.164 | 0.1747 | 0.18 | 0.2 | 0.15674 | [13 empty] | 11
| 1 | 3 | 0.179 | 0.16496 | 0.18 | 0.2 | 0.15518 | [13 empty] | 16
| 1 | 4 | 0.172 | 0.1661 | 0.17 | 0.2 | 0.15167 | [13 empty] | 0.16808
| 1 | 5 | 0.164 | 0.17486 | 0.17 | 0.2 | 0.15627 | [13 empty] | 17
| 1 | 6 | 0.176 | 0.16829 | 0.18 | 0.2 | 0.15616
| Mean |  | 0.1705 | 0.17008 | 0.17667 | 0.2 | 0.15507
| Median |  | 0.17 | 0.16993 | 0.18 | 0.2 | 0.15567
| Std Dev. |  | 0.006253 | 0.0042813 | 0.005164 | 3.0405e-17 | 0.0018661
| Rel.Std.Dev. |  | 3.667% | 2.517% | 2.923% | 1.52e-14% | 1.203%
| PDM3 |  | 1.44% | 1.19% | 5.109% | 18.99% | -7.739%
| Z-Score (Absolute) |  | 0 | 0.05 | 0.67 | 3.23 | 1.69
| Analytical results for Te in OREAS 48 (Certified Value 0.02 ppm) | [19 empty] | Certified
Te | Round | Replicate | Lab | Lab | Lab | Lab | Lab | Lab | Lab | Lab | Lab | Lab | Lab | Lab | Lab | Lab | Lab | Lab |  |  | 1
| No | No | 02 | 04 | 05 | 06 | 07 | 08 | 09 | 10 | 11 | 12 | 13 | 15 | 16 | 17 | 18 | 19 |  |  | ppm
|  |  | AR*OES/MS | AR*MS | AR*OES | AR*MS | AR*MS | AR*OES/MS | AR*MS | AR*OES/MS | AR*MS | AR*MS | AR*MS | AR*MS | AR*MS | AR*MS | AR*OES/MS | AR*MS |  |  | 3
|  |  | 0.5g | 0.2g | 0.5g | 0.5g | 0.25g | 0.5g | 0.5g | 0.25g | 0.25g | 0.5g | 0.5g | 0.5g | 0.5g | 0.5g | 0.5g | 0.5g |  |  | 3
| 1 | 1 | < 0.03 | < 0.2 | < 5 | < 0.01 | < 0.05 | 0.03 | < 0.01 | < 0.05 | 0.023 | 0.016 | 0.014 | 0.012 | 0.015 | 0.016655 | 0.02 | 0.04 |  |  | 1
| 1 | 2 | < 0.03 | < 0.2 | < 5 | 0.01 | < 0.05 | 0.03 | < 0.01 | < 0.05 | 0.022 | 0.014 | 0.011 | 0.014 | 0.014 | 0.017075 | 0.03 | 0.03 |  |  | 8
| 1 | 3 | < 0.03 | < 0.2 | < 5 | 0.02 | < 0.05 | 0.02 | < 0.01 | < 0.05 | 0.021 | 0.014 | 0.015 | 0.014 | 0.015 | 0.015938 | 0.02 | 0.02 |  |  | 16
| 1 | 4 | 0.03 | < 0.2 | < 5 | 0.01 | < 0.05 | < 0.02 | < 0.01 | < 0.05 | 0.021 | 0.013 | 0.015 | 0.016 | 0.013 | 0.016024 | 0.03 | 0.03 |  |  | 0.019996
| 1 | 5 | < 0.03 | < 0.2 | < 5 | 0.01 | < 0.05 | 0.03 | < 0.01 | < 0.05 | 0.025 | 0.015 | 0.015 | 0.016 | 0.016 | 0.017032 | 0.02 | 0.03 |  |  | 165
| 1 | 6 | < 0.03 | < 0.2 | < 5 | 0.01 | < 0.05 | < 0.02 | < 0.01 | < 0.05 | 0.024 | 0.013 | 0.014 | 0.017 | 0.015 | 0.018044 | 0.02 | 0.03
| Mean |  | 0.03 |  |  | 0.012 |  | 0.0275 |  |  | 0.022667 | 0.014167 | 0.014 | 0.014833 | 0.014667 | 0.016795 | 0.023333 | 0.03
| Median |  | 0.03 |  |  | 0.01 |  | 0.03 |  |  | 0.0225 | 0.014 | 0.0145 | 0.015 | 0.015 | 0.016844 | 0.02 | 0.03
| Std Dev. |  |  |  |  | 0.0044721 |  | 0.005 |  |  | 0.001633 | 0.001169 | 0.0015492 | 0.0018348 | 0.0010328 | 0.00078023 | 0.005164 | 0.0063246
| Rel.Std.Dev. |  |  |  |  | 37.27% |  | 18.18% |  |  | 7.204% | 8.252% | 11.07% | 12.37% | 7.042% | 4.646% | 22.13% | 21.08%
| PDM3 |  | 50.03% |  |  | -39.99% |  | 37.52% |  |  | 13.35% | -29.15% | -29.99% | -25.82% | -26.65% | -16.01% | 16.69% | 50.03%
| Z-Score (Absolute) |  | 0.26 | 10.01 | 308.78 | 1.09 | 0.67 | 0.26 | 1.82 | 0.67 | 0.38 | 0.67 | 0.7 | 0.59 | 0.61 | 0.35 | 0.47 | 1.3
| Analytical results for Th in OREAS 48 (Certified Value 2.04 ppm) | [19 empty] | Certified
Th | Round | Replicate | Lab | Lab | Lab | Lab | Lab | Lab | Lab | Lab | Lab | Lab | Lab | Lab | Lab | Lab | Lab | Lab |  |  | 1
| No | No | 01 | 03 | 04 | 06 | 07 | 08 | 09 | 10 | 11 | 12 | 13 | 15 | 16 | 17 | 18 | 19 |  |  | ppm
|  |  | AR*OES | AR*MS | AR*MS | AR*MS | AR*MS | AR*OES/MS | AR*MS | AR*OES/MS | AR*MS | AR*MS | AR*MS | AR*MS | AR*MS | AR*MS | AR*OES/MS | AR*MS |  |  | 2
|  |  | 0.25g | 25g | 0.2g | 0.5g | 0.25g | 0.5g | 0.5g | 0.25g | 0.25g | 0.5g | 0.5g | 0.5g | 0.5g | 0.5g | 0.5g | 0.5g |  |  | 3
| 1 | 1 | 2.1571 | 1.98 | 2.0208 | 2.26 | 1.98 | 2.1 | 2.7 | 2.03 | 1.41 | 1.93 | 1.96 | 1.825 | 1.84 | 1.9628 | 2.1 | 1.9 |  |  | 1
| 1 | 2 | 2.184 | 1.82 | 2.0717 | 2.4 | 2.05 | 2.1 | 2.7 | 2.4 | 1.39 | 2.01 | 2.07 | 1.915 | 1.93 | 1.9901 | 2.1 | 1.9 |  |  | #N/A
| 1 | 3 | 2.3439 | 2.02 | 1.9306 | 2.2 | 2 | 2.2 | 3.1 | 2.22 | 1.44 | 1.81 | 2.03 | 1.92 | 1.9 | 1.9942 | 2.1 | 1.9 |  |  | 16
| 1 | 4 | 2.4424 | 2.01 | 1.8949 | 2.21 | 1.96 | 2.1 | 2.9 | 2.26 | 1.42 | 1.92 | 2.03 | 1.88 | 1.89 | 1.9939 | 2.2 | 1.9 |  |  | 2.0375
| 1 | 5 | 2.3101 | 1.89 | 2.0386 | 2.32 | 1.97 | 2.2 | 2.6 | 2.3 | 1.47 | 1.73 | 1.96 | 1.91 | 1.87 | 1.9925 | 2.2 | 1.8 |  |  | 166
| 1 | 6 | 2.3802 | 2.01 | 1.9911 | 2.21 | 2.09 | 2.1 | 3 | 2.65 | 1.42 | 1.79 | 1.955 | 1.855 | 1.88 | 2.0054 | 2.1 | 1.8
| Mean |  | 2.303 | 1.955 | 1.9913 | 2.2667 | 2.0083 | 2.1333 | 2.8333 | 2.31 | 1.425 | 1.865 | 2.0008 | 1.8842 | 1.885 | 1.9898 | 2.1333 | 1.8667
| Median |  | 2.327 | 1.995 | 2.0059 | 2.235 | 1.99 | 2.1 | 2.8 | 2.28 | 1.42 | 1.865 | 1.995 | 1.895 | 1.885 | 1.9932 | 2.1 | 1.9
| Std Dev. |  | 0.11186 | 0.08167 | 0.067166 | 0.079415 | 0.051153 | 0.05164 | 0.19664 | 0.2063 | 0.027386 | 0.10502 | 0.048828 | 0.038134 | 0.030166 | 0.014246 | 0.05164 | 0.05164
| Rel.Std.Dev. |  | 4.857% | 4.177% | 3.373% | 3.504% | 2.547% | 2.421% | 6.94% | 8.931% | 1.922% | 5.631% | 2.44% | 2.024% | 1.6% | 0.716% | 2.421% | 2.766%
| PDM3 |  | 13.03% | -4.047% | -2.267% | 11.25% | -1.429% | 4.706% | 39.06% | 13.38% | -30.06% | -8.464% | -1.797% | -7.523% | -7.483% | -2.338% | 4.706% | -8.382%
| Z-Score (Absolute) |  | 1.59 | 0.21 | 0.02 | 1.4 | 0.06 | 0.71 | 4.34 | 1.63 | 2.96 | 0.68 | 0.02 | 0.58 | 0.58 | 0.03 | 0.71 | 0.67
| Analytical results for Ti in OREAS 48 (Certified Value 0.133 wt.%) | [19 empty] | Certified
Ti | Round | Replicate | Lab | Lab | Lab | Lab | Lab | Lab | Lab | Lab | Lab | Lab | Lab | Lab | Lab | Lab | Lab | Lab |  |  | 1
| No | No | 03 | 04 | 05 | 06 | 07 | 08 | 09 | 10 | 11 | 12 | 13 | 15 | 16 | 17 | 18 | 19 |  |  | wt.%
|  |  | AR*MS | AR*MS | AR*OES | AR*MS | AR*OES | AR*OES/MS | AR*OES | AR*OES/MS | AR*MS | AR*MS | AR*MS | AR*MS | AR*MS | AR*MS | AR*OES/MS | AR*MS |  |  | 3
|  |  | 25g | 0.2g | 0.5g | 0.5g | 0.25g | 0.5g | 0.5g | 0.25g | 0.25g | 0.5g | 0.5g | 0.5g | 0.5g | 0.5g | 0.5g | 0.5g |  |  | 3
| 1 | 1 | 0.14 | 0.14105 | 0.13 | 0.12 | 0.141 | 0.16 | 0.08 | 0.09 | 0.1655 | 0.132 | 0.11 | 0.146 | 0.132 | 0.13298 | 0.123 | 0.076 |  |  | 1
| 1 | 2 | 0.1354 | 0.14439 | 0.13 | 0.12 | 0.138 | 0.15 | 0.08 | 0.09 | 0.1643 | 0.138 | 0.113 | 0.15 | 0.137 | 0.13322 | 0.116 | 0.077 |  |  | #N/A
| 1 | 3 | 0.1448 | 0.13813 | 0.13 | 0.12 | 0.137 | 0.16 | 0.09 | 0.09 | 0.1653 | 0.13 | 0.111 | 0.147 | 0.141 | 0.1334 | 0.115 | 0.077 |  |  | 16
| 1 | 4 | 0.1391 | 0.13824 | 0.13 | 0.12 | 0.135 | 0.15 | 0.07 | 0.09 | 0.1661 | 0.134 | 0.114 | 0.15 | 0.132 | 0.12546 | 0.119 | 0.076 |  |  | 0.13272
| 1 | 5 | 0.1317 | 0.1413 | 0.13 | 0.12 | 0.131 | 0.15 | 0.09 | 0.09 | 0.1662 | 0.123 | 0.113 | 0.15 | 0.138 | 0.13189 | 0.125 | 0.076 |  |  | 167
| 1 | 6 | 0.1457 | 0.14044 | 0.13 | 0.12 | 0.135 | 0.18 | 0.07 | 0.09 | 0.1648 | 0.133 | 0.115 | 0.14 | 0.133 | 0.13415 | 0.118 | 0.073
| Mean |  | 0.13945 | 0.14059 | 0.13 | 0.12 | 0.13617 | 0.15833 | 0.08 | 0.09 | 0.16537 | 0.13167 | 0.11267 | 0.14717 | 0.1355 | 0.13185 | 0.11933 | 0.075833
| Median |  | 0.13955 | 0.14074 | 0.13 | 0.12 | 0.136 | 0.155 | 0.08 | 0.09 | 0.1654 | 0.1325 | 0.113 | 0.1485 | 0.135 | 0.1331 | 0.1185 | 0.076
| Std Dev. |  | 0.0053773 | 0.0023151 | 0 | 0 | 0.0033714 | 0.01169 | 0.0089443 | 1.5202e-17 | 0.00073666 | 0.0050067 | 0.0018619 | 0.00392 | 0.0037283 | 0.003214 | 0.0039328 | 0.001472
| Rel.Std.Dev. |  | 3.856% | 1.647% | 0% | 0% | 2.476% | 7.383% | 11.18% | 1.689e-14% | 0.4455% | 3.803% | 1.653% | 2.664% | 2.751% | 2.438% | 3.296% | 1.941%
| PDM3 |  | 5.07% | 5.929% | -2.05% | -9.584% | 2.597% | 19.3% | -39.72% | -32.19% | 24.6% | -0.794% | -15.11% | 10.88% | 2.094% | -0.6576% | -10.09% | -42.86%
| Z-Score (Absolute) |  | 0.43 | 0.49 | 0.1 | 0.66 | 0.25 | 1.48 | 2.89 | 2.33 | 1.87 | 0.01 | 1.06 | 0.86 | 0.21 | 0.01 | 0.69 | 3.12
| Analytical results for Tl in OREAS 48 (Certified Value 0.094 ppm) | [19 empty] | Certified
Tl | Round | Replicate | Lab | Lab | Lab | Lab | Lab | Lab | Lab | Lab | Lab | Lab | Lab | Lab | Lab | Lab | Lab | Lab | Lab |  | 1
| No | No | 01 | 02 | 03 | 04 | 06 | 07 | 08 | 09 | 10 | 11 | 12 | 13 | 15 | 16 | 17 | 18 | 19 |  | ppm
|  |  | AR*OES | AR*OES/MS | AR*MS | AR*MS | AR*MS | AR*MS | AR*OES/MS | AR*MS | AR*OES/MS | AR*MS | AR*MS | AR*MS | AR*MS | AR*MS | AR*MS | AR*OES/MS | AR*MS |  | 3
|  |  | 0.25g | 0.5g | 25g | 0.2g | 0.5g | 0.25g | 0.5g | 0.5g | 0.25g | 0.25g | 0.5g | 0.5g | 0.5g | 0.5g | 0.5g | 0.5g | 0.5g |  | 3
| 1 | 1 | 0.1195 | 0.1 | 0.09 | 0.098083 | 0.09 | 0.1 | 0.09 | 0.11 | 0.08 | 0.11 | 0.083 | 0.089 | 0.094 | 0.087 | 0.091259 | 0.1 | 0.11 |  | 1
| 1 | 2 | 0.1027 | 0.102 | 0.08 | 0.11362 | 0.09 | 0.1 | 0.09 | 0.1 | 0.15 | 0.1 | 0.084 | 0.089 | 0.098 | 0.088 | 0.09194 | 0.09 | 0.1 |  | #N/A
| 1 | 3 | 0.1278 | 0.092 | 0.09 | 0.086948 | 0.09 | 0.1 | 0.09 | 0.1 | 0.1 | 0.11 | 0.081 | 0.09 | 0.098 | 0.088 | 0.091662 | 0.08 | 0.09 |  | 16
| 1 | 4 | 0.1158 | 0.099 | 0.09 | 0.083345 | 0.1 | 0.1 | 0.09 | 0.09 | 0.09 | 0.11 | 0.081 | 0.092 | 0.096 | 0.085 | 0.093495 | 0.09 | 0.1 |  | 0.093892
| 1 | 5 | 0.1196 | 0.108 | 0.09 | 0.10596 | 0.1 | 0.1 | 0.09 | 0.09 | 0.12 | 0.12 | 0.081 | 0.089 | 0.098 | 0.084 | 0.093069 | 0.09 | 0.09 |  | 168
| 1 | 6 | 0.1148 | 0.097 | 0.09 | 0.097238 | 0.1 | 0.1 | 0.09 | 0.1 | 0.2 | 0.12 | 0.08 | 0.089 | 0.094 | 0.085 | 0.092112 | 0.09 | 0.1
| Mean |  | 0.1167 | 0.099667 | 0.088333 | 0.097532 | 0.095 | 0.1 | 0.09 | 0.098333 | 0.12333 | 0.11167 | 0.081667 | 0.089667 | 0.096333 | 0.086167 | 0.092256 | 0.09 | 0.098333
| Median |  | 0.11765 | 0.0995 | 0.09 | 0.09766 | 0.095 | 0.1 | 0.09 | 0.1 | 0.11 | 0.11 | 0.081 | 0.089 | 0.097 | 0.086 | 0.092026 | 0.09 | 0.1
| Std Dev. |  | 0.0082448 | 0.0053166 | 0.0040825 | 0.011344 | 0.0054772 | 1.5202e-17 | 1.5202e-17 | 0.0075277 | 0.045019 | 0.0075277 | 0.0015055 | 0.0012111 | 0.0019664 | 0.0017224 | 0.00085591 | 0.0063246 | 0.0075277
| Rel.Std.Dev. |  | 7.065% | 5.334% | 4.622% | 11.63% | 5.766% | 1.52e-14% | 1.689e-14% | 7.655% | 36.5% | 6.741% | 1.844% | 1.351% | 2.041% | 1.999% | 0.9277% | 7.027% | 7.655%
| PDM3 |  | 24.29% | 6.15% | -5.92% | 3.877% | 1.18% | 6.505% | -4.145% | 4.73% | 31.36% | 18.93% | -13.02% | -4.5% | 2.6% | -8.228% | -1.742% | -4.145% | 4.73%
| Z-Score (Absolute) |  | 2.5 | 0.48 | 0.87 | 0.22 | 0.08 | NA | 0.67 | 0.32 | 3.29 | 1.9 | 1.67 | 0.71 | 0.08 | 1.13 | 0.41 | 0.67 | 0.32
Results from laboratory 7 were removed due to their 0.01 ppm reading resolution.
| Analytical results for Tm in OREAS 48 (Indicative Value 0.068 ppm) | [19 empty] | Indicative
Tm | Round | Replicate | Lab | Lab | Lab | Lab | Lab | [13 empty] | 1
| No | No | 01 | 03 | 04 | 08 | 17 | [13 empty] | ppm
|  |  | AR*OES | AR*MS | AR*MS | AR*OES/MS | AR*MS | [13 empty] | 3
|  |  | 0.25g | 25g | 0.2g | 0.5g | 0.5g | [13 empty] | 3
| 1 | 1 | 0.0823 | 0.065 | 0.068373 | < 0.1 | 0.057422 | [13 empty] | 1
| 1 | 2 | 0.0798 | 0.063 | 0.07049 | < 0.1 | 0.058849 | [13 empty] | 12
| 1 | 3 | 0.09 | 0.068 | 0.066389 | < 0.1 | 0.057952 | [13 empty] | 16
| 1 | 4 | 0.0877 | 0.062 | 0.06272 | < 0.1 | 0.055014 | [13 empty] | 0.0679
| 1 | 5 | 0.0821 | 0.054 | 0.070127 | < 0.1 | 0.056281 | [13 empty] | 18
| 1 | 6 | 0.0841 | 0.067 | 0.063579 | < 0.1 | 0.057414
| Mean |  | 0.084333 | 0.063167 | 0.066947 |  | 0.057155
| Median |  | 0.0832 | 0.064 | 0.067381 |  | 0.057418
| Std Dev. |  | 0.0038255 | 0.0050365 | 0.0032932 |  | 0.0013411
| Rel.Std.Dev. |  | 4.536% | 7.973% | 4.919% |  | 2.346%
| PDM3 |  | 24.2% | -6.972% | -1.405% |  | -15.82%
| Z-Score (Absolute) |  | 2.37 | 0 | 0.42 | 1.48 | 0.67
| Analytical results for U in OREAS 48 (Certified Value 0.25 ppm) | [19 empty] | Certified
U | Round | Replicate | Lab | Lab | Lab | Lab | Lab | Lab | Lab | Lab | Lab | Lab | Lab | Lab | Lab | Lab | Lab | Lab | Lab |  | 1
| No | No | 01 | 02 | 03 | 04 | 06 | 07 | 08 | 09 | 10 | 11 | 12 | 13 | 15 | 16 | 17 | 18 | 19 |  | ppm
|  |  | AR*OES | AR*OES/MS | AR*MS | AR*MS | AR*MS | AR*MS | AR*OES/MS | AR*MS | AR*OES/MS | AR*MS | AR*MS | AR*MS | AR*MS | AR*MS | AR*MS | AR*OES/MS | AR*MS |  | 2
|  |  | 0.25g | 0.5g | 25g | 0.2g | 0.5g | 0.25g | 0.5g | 0.5g | 0.25g | 0.25g | 0.5g | 0.5g | 0.5g | 0.5g | 0.5g | 0.5g | 0.5g |  | 3
| 1 | 1 | 0.3243 | 0.27 | 0.28 | 0.25239 | 0.14 | 0.27 | 0.3 | 0.24 | 0.23 | 0.23 | 0.281 | 0.256 | 0.267 | 0.236 | 0.27435 | 0.27 | 0.23 |  | 1
| 1 | 2 | 0.3208 | 0.26 | 0.26 | 0.26064 | 0.14 | 0.27 | 0.3 | 0.22 | 0.24 | 0.22 | 0.242 | 0.258 | 0.277 | 0.243 | 0.25788 | 0.27 | 0.22 |  | #N/A
| 1 | 3 | 0.3373 | 0.23 | 0.31 | 0.26111 | 0.15 | 0.27 | 0.3 | 0.27 | 0.26 | 0.28 | 0.241 | 0.244 | 0.286 | 0.268 | 0.26062 | 0.26 | 0.22 |  | 16
| 1 | 4 | 0.3857 | 0.25 | 0.28 | 0.24004 | 0.16 | 0.25 | 0.3 | 0.26 | 0.25 | 0.31 | 0.245 | 0.265 | 0.278 | 0.233 | 0.25262 | 0.27 | 0.22 |  | 0.25411
| 1 | 5 | 0.316 | 0.26 | 0.27 | 0.24519 | 0.16 | 0.26 | 0.3 | 0.22 | 0.24 | 0.21 | 0.237 | 0.256 | 0.284 | 0.236 | 0.25379 | 0.27 | 0.23 |  | 169
| 1 | 6 | 0.3162 | 0.24 | 0.28 | 0.25303 | 0.15 | 0.26 | 0.3 | 0.27 | 0.24 | 0.25 | 0.241 | 0.251 | 0.267 | 0.233 | 0.25889 | 0.26 | 0.22
| Mean |  | 0.33338 | 0.25167 | 0.28 | 0.25207 | 0.15 | 0.26333 | 0.3 | 0.24667 | 0.24333 | 0.25 | 0.24783 | 0.255 | 0.2765 | 0.2415 | 0.25969 | 0.26667 | 0.22333
| Median |  | 0.32255 | 0.255 | 0.28 | 0.25271 | 0.15 | 0.265 | 0.3 | 0.25 | 0.24 | 0.24 | 0.2415 | 0.256 | 0.2775 | 0.236 | 0.25838 | 0.27 | 0.22
| Std Dev. |  | 0.026798 | 0.01472 | 0.016733 | 0.0083433 | 0.0089443 | 0.008165 | 0 | 0.023381 | 0.010328 | 0.038471 | 0.016449 | 0.0070427 | 0.0081179 | 0.013487 | 0.0078024 | 0.005164 | 0.005164
| Rel.Std.Dev. |  | 8.038% | 5.849% | 5.976% | 3.31% | 5.963% | 3.101% | 0% | 9.479% | 4.244% | 15.39% | 6.637% | 2.762% | 2.936% | 5.585% | 3.004% | 1.936% | 2.312%
| PDM3 |  | 31.19% | -0.9629% | 10.19% | -0.8056% | -40.97% | 3.628% | 18.06% | -2.931% | -4.242% | -1.619% | -2.471% | 0.3488% | 8.81% | -4.964% | 2.194% | 4.94% | -12.11%
| Z-Score (Absolute) |  | 5.82 | 0.01 | 2.01 | 0.01 | 7.27 | 0.82 | NA | 0.37 | 0.61 | 0.13 | 0.29 | 0.22 | 1.76 | 0.74 | 0.56 | 1.06 | 2.04
Results from laboratory 8 were removed due to their 0.1 ppm reading resolution.
| Analytical results for V in OREAS 48 (Certified Value 43.5 ppm) | [19 empty] | Certified
V | Round | Replicate | Lab | Lab | Lab | Lab | Lab | Lab | Lab | Lab | Lab | Lab | Lab | Lab | Lab | Lab | Lab | Lab |  |  | 1
| No | No | 03 | 04 | 05 | 06 | 07 | 08 | 09 | 10 | 11 | 12 | 13 | 15 | 16 | 17 | 18 | 19 |  |  | ppm
|  |  | AR*MS | AR*MS | AR*OES | AR*MS | AR*OES | AR*OES/MS | AR*MS | AR*OES/MS | AR*MS | AR*MS | AR*MS | AR*MS | AR*MS | AR*MS | AR*OES/MS | AR*MS |  |  | 1
|  |  | 25g | 0.2g | 0.5g | 0.5g | 0.25g | 0.5g | 0.5g | 0.25g | 0.25g | 0.5g | 0.5g | 0.5g | 0.5g | 0.5g | 0.5g | 0.5g |  |  | 2
| 1 | 1 | 46 | 43.8558 | 46 | 42 | 44 | 55 | 31 | 33.19 | 1655 | 42.1 | 37.9 | 47.5 | 43.4 | 44.4888 | 41 | 31.2 |  |  | 1
| 1 | 2 | 44 | 45.1119 | 45 | 42 | 43 | 55 | 28 | 33.07 | 1643 | 43.6 | 38.5 | 49.1 | 44.5 | 43.9963 | 42 | 31.8 |  |  | #N/A
| 1 | 3 | 48 | 42.4882 | 45 | 41 | 43 | 58 | 34 | 33.18 | 1659 | 41.9 | 37.8 | 48.6 | 45.6 | 43.8892 | 40 | 31.8 |  |  | 16
| 1 | 4 | 46 | 43.0892 | 45 | 42 | 43 | 54 | 32 | 33.8 | 1661 | 42.1 | 39.5 | 47.9 | 42.6 | 42.7347 | 43 | 31.9 |  |  | 43.5356
| 1 | 5 | 44 | 43.5718 | 46 | 43 | 42 | 54 | 28 | 32.66 | 1662 | 40 | 38.8 | 49.8 | 44.5 | 43.9858 | 42 | 32.3 |  |  | 170
| 1 | 6 | 47 | 43.6052 | 45 | 43 | 43 | 50 | 32 | 32.77 | 1658 | 42.2 | 39 | 46.7 | 44.1 | 44.454 | 42 | 30.5
| Mean |  | 45.8333 | 43.6204 | 45.3333 | 42.1667 | 43 | 54.3333 | 30.8333 | 33.1117 | 1656.3333 | 41.9833 | 38.5833 | 48.2667 | 44.1167 | 43.9248 | 41.6667 | 31.5833
| Median |  | 46 | 43.5885 | 45 | 42 | 43 | 54.5 | 31.5 | 33.125 | 1658.5 | 42.1 | 38.65 | 48.25 | 44.3 | 43.9911 | 42 | 31.8
| Std Dev. |  | 1.6021 | 0.8771 | 0.5164 | 0.75277 | 0.63246 | 2.582 | 2.4014 | 0.40177 | 6.9761 | 1.1514 | 0.65549 | 1.1255 | 1.0304 | 0.63634 | 1.0328 | 0.63692
| Rel.Std.Dev. |  | 3.495% | 2.011% | 1.139% | 1.785% | 1.471% | 4.752% | 7.788% | 1.213% | 0.4212% | 2.742% | 1.699% | 2.332% | 2.336% | 1.449% | 2.479% | 2.017%
| PDM3 |  | 5.278% | 0.1947% | 4.129% | -3.144% | -1.23% | 24.8% | -29.18% | -23.94% | 3705% | -3.566% | -11.38% | 10.87% | 1.335% | 0.894% | -4.293% | -27.45%
| Z-Score (Absolute) |  | 0.75 | 0.09 | 0.6 | 0.34 | 0.09 | 3.27 | 3.7 | 3.03 | 478.49 | 0.39 | 1.4 | 1.47 | 0.24 | 0.18 | 0.49 | 3.48
| Analytical results for W in OREAS 48 (Certified Value 0.19 ppm) | [19 empty] | Certified
W | Round | Replicate | Lab | Lab | Lab | Lab | Lab | Lab | Lab | Lab | Lab | Lab | Lab | Lab | Lab | Lab | Lab | Lab |  |  | 1
| No | No | 03 | 04 | 05 | 06 | 07 | 08 | 09 | 10 | 11 | 12 | 13 | 15 | 16 | 17 | 18 | 19 |  |  | ppm
|  |  | AR*MS | AR*MS | AR*OES | AR*MS | AR*MS | AR*OES/MS | AR*MS | AR*OES/MS | AR*MS | AR*MS | AR*MS | AR*MS | AR*MS | AR*MS | AR*OES/MS | AR*MS |  |  | 2
|  |  | 25g | 0.2g | 0.5g | 0.5g | 0.25g | 0.5g | 0.5g | 0.25g | 0.25g | 0.5g | 0.5g | 0.5g | 0.5g | 0.5g | 0.5g | 0.5g |  |  | 2
| 1 | 1 | 0.18 | < 1 | < 10 | 0.17 | 0.17 | 0.2 | 0.31 | 0.45 | 0.15 | 0.187 | 0.193 | 0.206 | 0.191 | 0.20753 | 0.19 | 0.24 |  |  | 1
| 1 | 2 | 0.17 | < 1 | < 10 | 0.17 | 0.17 | 0.2 | 0.11 | 0.36 | 0.17 | 0.199 | 0.198 | 0.184 | 0.209 | 0.2332 | 0.2 | 0.47 |  |  | #N/A
| 1 | 3 | 0.18 | < 1 | < 10 | 0.16 | 0.15 | 0.2 | < 0.05 | 0.37 | 0.15 | 0.178 | 0.219 | 0.193 | 0.195 | 0.21376 | 0.21 | 0.2 |  |  | 16
| 1 | 4 | 0.22 | < 1 | < 10 | 0.17 | 0.15 | 0.2 | < 0.05 | 0.39 | 0.17 | 0.206 | 0.229 | 0.17 | 0.179 | 0.22337 | 0.23 | 0.21 |  |  | 0.18516
| 1 | 5 | 0.2 | < 1 | < 10 | 0.19 | 0.16 | 0.1 | < 0.05 | 0.28 | 0.16 | 0.177 | 0.199 | 0.194 | 0.183 | 0.21695 | 0.23 | 0.21 |  |  | 171
| 1 | 6 | 0.25 | < 1 | < 10 | 0.18 | 0.16 | 0.2 | 0.06 | 0.32 | 0.16 | 0.184 | 0.211 | 0.197 | 0.197 | 0.21647 | 0.19 | 0.2
| Mean |  | 0.2 |  |  | 0.17333 | 0.16 | 0.18333 | 0.16 | 0.36167 | 0.16 | 0.1885 | 0.20817 | 0.19067 | 0.19233 | 0.21855 | 0.20833 | 0.255
| Median |  | 0.19 |  |  | 0.17 | 0.16 | 0.2 | 0.11 | 0.365 | 0.16 | 0.1855 | 0.205 | 0.1935 | 0.193 | 0.21671 | 0.205 | 0.21
| Std Dev. |  | 0.030332 |  |  | 0.010328 | 0.0089443 | 0.040825 | 0.13229 | 0.058452 | 0.0089443 | 0.011675 | 0.013977 | 0.012356 | 0.010708 | 0.0088212 | 0.018348 | 0.10635
| Rel.Std.Dev. |  | 15.17% |  |  | 5.958% | 5.59% | 22.27% | 82.68% | 16.16% | 5.59% | 6.194% | 6.715% | 6.48% | 5.568% | 4.036% | 8.807% | 41.71%
| PDM3 |  | 8.017% |  |  | -6.386% | -13.59% | -0.9848% | -13.59% | 95.33% | -13.59% | 1.806% | 12.43% | 2.976% | 3.876% | 18.03% | 12.52% | 37.72%
| Z-Score (Absolute) |  | 0 | 7.59 | 121.38 | 0.67 | 1.01 | NA | 2.72 | 4.09 | 1.01 | 0.29 | 0.21 | 0.24 | 0.19 | 0.47 | 0.21 | 1.39
Results from laboratory 8 were removed due to their 0.1 ppm reading resolution.
| Analytical results for Y in OREAS 48 (Certified Value 4.17 ppm) | [19 empty] | Certified
Y | Round | Replicate | Lab | Lab | Lab | Lab | Lab | Lab | Lab | Lab | Lab | Lab | Lab | Lab | Lab | Lab | Lab | Lab | Lab |  | 1
| No | No | 01 | 03 | 04 | 05 | 06 | 07 | 08 | 09 | 10 | 11 | 12 | 13 | 15 | 16 | 17 | 18 | 19 |  | ppm
|  |  | AR*OES | AR*MS | AR*MS | AR*OES | AR*MS | AR*MS | AR*OES/MS | AR*MS | AR*OES/MS | AR*MS | AR*MS | AR*MS | AR*MS | AR*MS | AR*MS | AR*OES/MS | AR*MS |  | 2
|  |  | 0.25g | 25g | 0.2g | 0.5g | 0.5g | 0.25g | 0.5g | 0.5g | 0.25g | 0.25g | 0.5g | 0.5g | 0.5g | 0.5g | 0.5g | 0.5g | 0.5g |  | 2
| 1 | 1 | 5.1424 | 4.62 | 4.4444 | 4 | 4.27 | 4.48 | 5.09 | 3.03 | 3.13 | 4.11 | 3.97 | 3.65 | 4.44 | 3.87 | 4.0338 | 3.99 | 2.78 |  | 1
| 1 | 2 | 5.288 | 4.42 | 4.5312 | 4 | 4.29 | 4.32 | 5.06 | 2.87 | 3.26 | 4.1 | 4.09 | 3.74 | 4.66 | 3.91 | 4.1022 | 3.98 | 2.81 |  | #N/A
| 1 | 3 | 5.444 | 4.77 | 4.3106 | 4 | 4.11 | 4.28 | 5.36 | 3.47 | 3.22 | 4.13 | 3.94 | 3.78 | 4.58 | 3.94 | 4.0973 | 3.76 | 2.77 |  | 16
| 1 | 4 | 5.3264 | 4.52 | 4.3806 | 4 | 4.27 | 4.29 | 5.01 | 3.29 | 3.17 | 4.12 | 3.99 | 3.79 | 4.56 | 3.81 | 3.981 | 3.88 | 2.84 |  | 4.1663
| 1 | 5 | 5.0581 | 4.44 | 4.3884 | 4 | 4.29 | 4.22 | 5.03 | 2.9 | 3.31 | 4.15 | 3.74 | 3.79 | 4.69 | 3.81 | 4.0032 | 4.01 | 2.8 |  | 172
| 1 | 6 | 5.2494 | 4.79 | 4.3899 | 4 | 4.4 | 4.22 | 4.78 | 3.42 | 3.24 | 4.13 | 3.98 | 3.79 | 4.42 | 3.81 | 4.0702 | 3.98 | 2.71
| Mean |  | 5.2514 | 4.5933 | 4.4075 | 4 | 4.2717 | 4.3017 | 5.055 | 3.1633 | 3.2217 | 4.1233 | 3.9517 | 3.7567 | 4.5583 | 3.8583 | 4.048 | 3.9333 | 2.785
| Median |  | 5.2687 | 4.57 | 4.3891 | 4 | 4.28 | 4.285 | 5.045 | 3.16 | 3.23 | 4.125 | 3.975 | 3.785 | 4.57 | 3.84 | 4.052 | 3.98 | 2.79
| Std Dev. |  | 0.13661 | 0.16096 | 0.074094 | 0 | 0.093041 | 0.096003 | 0.18577 | 0.26425 | 0.064317 | 0.017512 | 0.11548 | 0.055737 | 0.11071 | 0.057417 | 0.050138 | 0.096264 | 0.044159
| Rel.Std.Dev. |  | 2.601% | 3.504% | 1.681% | 0% | 2.178% | 2.232% | 3.675% | 8.353% | 1.996% | 0.4247% | 2.922% | 1.484% | 2.429% | 1.488% | 1.239% | 2.447% | 1.586%
| PDM3 |  | 26.04% | 10.25% | 5.789% | -3.993% | 2.528% | 3.248% | 21.33% | -24.07% | -22.67% | -1.032% | -5.153% | -9.833% | 9.408% | -7.393% | -2.841% | -5.593% | -33.15%
| Z-Score (Absolute) |  | 2.42 | 1.05 | 0.67 | NA | 0.39 | 0.45 | 2.01 | 1.91 | 1.79 | 0.08 | 0.28 | 0.68 | 0.98 | 0.47 | 0.08 | 0.32 | 2.7
Results from laboratory 5 were removed due to their 1 ppm reading resolution.
| Analytical results for Yb in OREAS 48 (Certified Value 0.38 ppm) | [19 empty] | Certified
Yb | Round | Replicate | Lab | Lab | Lab | Lab | Lab | Lab | Lab | [11 empty] | 1
| No | No | 01 | 03 | 04 | 07 | 08 | 11 | 17 | [11 empty] | ppm
|  |  | AR*OES | AR*MS | AR*MS | AR*MS | AR*OES/MS | AR*MS | AR*MS | [11 empty] | 2
|  |  | 0.25g | 25g | 0.2g | 0.25g | 0.5g | 0.25g | 0.5g | [11 empty] | 2
| 1 | 1 | 0.4178 | 0.447 | 0.36893 | 0.4 | 0.5 | 0.31 | 0.35161 | [11 empty] | 1
| 1 | 2 | 0.3909 | 0.429 | 0.38275 | 0.4 | 0.5 | 0.33 | 0.35553 | [11 empty] | #N/A
| 1 | 3 | 0.4794 | 0.42 | 0.36566 | 0.4 | 0.5 | 0.29 | 0.34817 | [11 empty] | 16
| 1 | 4 | 0.4566 | 0.443 | 0.37191 | 0.4 | 0.5 | 0.31 | 0.34276 | [11 empty] | 0.38198
| 1 | 5 | 0.4166 | 0.412 | 0.38937 | 0.4 | 0.5 | 0.35 | 0.35125 | [11 empty] | 173
| 1 | 6 | 0.3934 | 0.395 | 0.36089 | 0.4 | 0.5 | 0.32 | 0.35166
| Mean |  | 0.42578 | 0.42433 | 0.37325 | 0.4 | 0.5 | 0.31833 | 0.35016
| Median |  | 0.4172 | 0.4245 | 0.37042 | 0.4 | 0.5 | 0.315 | 0.35143
| Std Dev. |  | 0.035321 | 0.019572 | 0.01078 | 6.0809e-17 | 0 | 0.020412 | 0.0043154
| Rel.Std.Dev. |  | 8.296% | 4.612% | 2.888% | 1.52e-14% | 0% | 6.412% | 1.232%
| PDM3 |  | 11.47% | 11.09% | -2.285% | 4.718% | 30.9% | -16.66% | -8.329%
| Z-Score (Absolute) |  | 0.65 | 0.61 | 0.67 | 0 | 2.52 | 2.06 | 1.26
| Analytical results for Zn in OREAS 48 (Certified Value 40.6 ppm) | [19 empty] | Certified
Zn | Round | Replicate | Lab | Lab | Lab | Lab | Lab | Lab | Lab | Lab | Lab | Lab | Lab | Lab | Lab | Lab | Lab | Lab | Lab |  | 1
| No | No | 02 | 03 | 04 | 05 | 06 | 07 | 08 | 09 | 10 | 11 | 12 | 13 | 15 | 16 | 17 | 18 | 19 |  | ppm
|  |  | AR*OES/MS | AR*MS | AR*MS | AR*OES | AR*MS | AR*OES | AR*OES/MS | AR*OES | AR*OES/MS | AR*MS | AR*MS | AR*MS | AR*MS | AR*MS | AR*MS | AR*OES/MS | AR*MS |  | 1
|  |  | 0.5g | 25g | 0.2g | 0.5g | 0.5g | 0.25g | 0.5g | 0.5g | 0.25g | 0.25g | 0.5g | 0.5g | 0.5g | 0.5g | 0.5g | 0.5g | 0.5g |  | 2
| 1 | 1 | 40 | 39 | 40.4103 | 44 | 42.9 | 42 | 45 | 39 | 51.5278 | 34.06 | 38.5 | 38.5 | 41.7 | 39.5 | 40.7737 | 41 | 38 |  | 1
| 1 | 2 | 41 | 37 | 41.4639 | 43 | 42.9 | 42 | 43.7 | 43 | 50.5694 | 33.43 | 39.4 | 40 | 44.1 | 39.9 | 40.9349 | 40 | 37 |  | #N/A
| 1 | 3 | 38 | 40 | 39.7403 | 43 | 42.9 | 42 | 43 | 39 | 52.875 | 33.96 | 38.4 | 39 | 43.5 | 40.2 | 40.9781 | 39 | 36.6 |  | 16
| 1 | 4 | 42 | 39 | 40.0852 | 42 | 44 | 42 | 43.8 | 35 | 51.9861 | 33.92 | 37.9 | 39.4 | 42.2 | 39.6 | 40.1385 | 39 | 36.6 |  | 40.5699
| 1 | 5 | 43 | 38 | 41.2371 | 44 | 44 | 41 | 43.5 | 38 | 49.9028 | 34.14 | 38.1 | 39.4 | 43.7 | 39.5 | 40.8107 | 41 | 37.1 |  | 174
| 1 | 6 | 40 | 40 | 40.1575 | 43 | 41.8 | 42 | 42.1 | 39 | 50.8611 | 33.85 | 38.1 | 40.2 | 41.4 | 40 | 40.8633 | 40 | 36.6
| Mean |  | 40.6667 | 38.8333 | 40.5157 | 43.1667 | 43.0833 | 41.8333 | 43.5167 | 38.8333 | 51.287 | 33.8933 | 38.4 | 39.4167 | 42.7667 | 39.7833 | 40.7499 | 40 | 36.9833
| Median |  | 40.5 | 39 | 40.2839 | 43 | 42.9 | 42 | 43.6 | 39 | 51.1944 | 33.94 | 38.25 | 39.4 | 42.85 | 39.75 | 40.837 | 40 | 36.8
| Std Dev. |  | 1.7512 | 1.169 | 0.68491 | 0.75277 | 0.82805 | 0.40825 | 0.95795 | 2.5626 | 1.0659 | 0.24913 | 0.53666 | 0.62743 | 1.1413 | 0.29269 | 0.30893 | 0.89443 | 0.54559
| Rel.Std.Dev. |  | 4.306% | 3.01% | 1.69% | 1.744% | 1.922% | 0.9759% | 2.201% | 6.599% | 2.078% | 0.735% | 1.398% | 1.592% | 2.669% | 0.7357% | 0.7581% | 2.236% | 1.475%
| PDM3 |  | 0.2384% | -4.281% | -0.1336% | 6.401% | 6.195% | 3.114% | 7.263% | -4.281% | 26.42% | -16.46% | -5.349% | -2.843% | 5.415% | -1.939% | 0.4436% | -1.405% | -8.841%
| Z-Score (Absolute) |  | 0.06 | 0.67 | 0 | 1.06 | 1.03 | 0.53 | 1.2 | 0.67 | 4.32 | 2.65 | 0.85 | 0.44 | 0.9 | 0.29 | 0.09 | 0.21 | 1.42
| Analytical results for Zr in OREAS 48 (Certified Value 4.97 ppm) | [19 empty] | Certified
Zr | Round | Replicate | Lab | Lab | Lab | Lab | Lab | Lab | Lab | Lab | Lab | Lab | Lab | Lab | Lab | Lab | Lab | Lab |  |  | 1
| No | No | 03 | 04 | 05 | 06 | 07 | 08 | 09 | 10 | 11 | 12 | 13 | 15 | 16 | 17 | 18 | 19 |  |  | ppm
|  |  | AR*MS | AR*MS | AR*OES | AR*MS | AR*OES | AR*OES/MS | AR*MS | AR*OES/MS | AR*MS | AR*MS | AR*MS | AR*MS | AR*MS | AR*MS | AR*OES/MS | AR*MS |  |  | 2
|  |  | 25g | 0.2g | 0.5g | 0.5g | 0.25g | 0.5g | 0.5g | 0.25g | 0.25g | 0.5g | 0.5g | 0.5g | 0.5g | 0.5g | 0.5g | 0.5g |  |  | 2
| 1 | 1 | 4.9 | 4.7494 | 5 | 5.2 | 5.6 | 2.1 | 5.9 | 3.87 | 5.72 | 4.96 | 4.99 | 5.51 | 5.09 | 4.3637 | 5 | 3.6 |  |  | 1
| 1 | 2 | 5 | 4.792 | 5 | 5 | 5.6 | 2.7 | 5.4 | 3.93 | 5.75 | 5.11 | 4.81 | 5.8 | 5.08 | 4.4775 | 5.2 | 3.7 |  |  | #N/A
| 1 | 3 | 5.2 | 4.543 | 5 | 4.9 | 5.5 | 2.5 | 6.8 | 3.86 | 5.66 | 4.9 | 4.84 | 5.67 | 5.17 | 4.4144 | 5 | 3.8 |  |  | 16
| 1 | 4 | 5.1 | 4.6932 | 5 | 4.8 | 5.4 | 2.2 | 6.1 | 3.94 | 5.71 | 4.9 | 5.05 | 5.49 | 5.28 | 4.3297 | 5.2 | 3.8 |  |  | 4.9688
| 1 | 5 | 4.8 | 4.7379 | 5 | 4.8 | 5.3 | 2.5 | 5.2 | 3.82 | 5.68 | 4.61 | 4.84 | 5.68 | 5.12 | 4.2515 | 5.4 | 3.6 |  |  | 175
| 1 | 6 | 5.5 | 4.6738 | 5 | 5.1 | 5.4 | 5.8 | 6.5 | 3.92 | 5.74 | 5 | 4.97 | 5.35 | 5.05 | 4.4871 | 5.2 | 3.5
| Mean |  | 5.0833 | 4.6982 | 5 | 4.9667 | 5.4667 | 2.9667 | 5.9833 | 3.89 | 5.71 | 4.9133 | 4.9167 | 5.5833 | 5.1317 | 4.3873 | 5.1667 | 3.6667
| Median |  | 5.05 | 4.7156 | 5 | 4.95 | 5.45 | 2.5 | 6 | 3.895 | 5.715 | 4.93 | 4.905 | 5.59 | 5.105 | 4.3891 | 5.2 | 3.65
| Std Dev. |  | 0.24833 | 0.086821 | 0 | 0.1633 | 0.12111 | 1.4052 | 0.61779 | 0.047329 | 0.034641 | 0.16777 | 0.09913 | 0.16269 | 0.083287 | 0.090743 | 0.15055 | 0.12111
| Rel.Std.Dev. |  | 4.885% | 1.848% | 0% | 3.288% | 2.215% | 47.37% | 10.33% | 1.217% | 0.6067% | 3.415% | 2.016% | 2.914% | 1.623% | 2.068% | 2.914% | 3.303%
| PDM3 |  | 2.304% | -5.446% | 0.6269% | -0.04391% | 10.02% | -40.29% | 20.42% | -21.71% | 14.92% | -1.117% | -1.05% | 12.37% | 3.277% | -11.7% | 3.981% | -26.21%
| Z-Score (Absolute) |  | 0.16 | 0.36 | NA | 0 | 0.67 | 2.7 | 1.37 | 1.45 | 1 | 0.07 | 0.07 | 0.83 | 0.22 | 0.78 | 0.27 | 1.75
Results from laboratory 5 were removed due to their 1 ppm reading resolution.
Note on C17: Z-Scores have been calculated inclusive of individual outliers. In general, laboratory batches are rejected if Z-Score > 2.5.
Note on C36: Z-Scores have been calculated inclusive of individual outliers. In general, laboratory batches are rejected if Z-Score > 2.5.
Note on C54: Z-Scores have been calculated inclusive of individual outliers. In general, laboratory batches are rejected if Z-Score > 2.5.
Note on C72: Z-Scores have been calculated inclusive of individual outliers. In general, laboratory batches are rejected if Z-Score > 2.5.
Note on C90: Z-Scores have been calculated inclusive of individual outliers. In general, laboratory batches are rejected if Z-Score > 2.5.
Note on C108: Z-Scores have been calculated inclusive of individual outliers. In general, laboratory batches are rejected if Z-Score > 2.5.
Note on C127: Z-Scores have been calculated inclusive of individual outliers. In general, laboratory batches are rejected if Z-Score > 2.5.
Note on C145: Z-Scores have been calculated inclusive of individual outliers. In general, laboratory batches are rejected if Z-Score > 2.5.
Note on C163: Z-Scores have been calculated inclusive of individual outliers. In general, laboratory batches are rejected if Z-Score > 2.5.
Note on C181: Z-Scores have been calculated inclusive of individual outliers. In general, laboratory batches are rejected if Z-Score > 2.5.
Note on C199: Z-Scores have been calculated inclusive of individual outliers. In general, laboratory batches are rejected if Z-Score > 2.5.
Note on C217: Z-Scores have been calculated inclusive of individual outliers. In general, laboratory batches are rejected if Z-Score > 2.5.
Note on C235: Z-Scores have been calculated inclusive of individual outliers. In general, laboratory batches are rejected if Z-Score > 2.5.
Note on C253: Z-Scores have been calculated inclusive of individual outliers. In general, laboratory batches are rejected if Z-Score > 2.5.
Note on C271: Z-Scores have been calculated inclusive of individual outliers. In general, laboratory batches are rejected if Z-Score > 2.5.
Note on C289: Z-Scores have been calculated inclusive of individual outliers. In general, laboratory batches are rejected if Z-Score > 2.5.
Note on C307: Z-Scores have been calculated inclusive of individual outliers. In general, laboratory batches are rejected if Z-Score > 2.5.
Note on C325: Z-Scores have been calculated inclusive of individual outliers. In general, laboratory batches are rejected if Z-Score > 2.5.
Note on C343: Z-Scores have been calculated inclusive of individual outliers. In general, laboratory batches are rejected if Z-Score > 2.5.
Note on C361: Z-Scores have been calculated inclusive of individual outliers. In general, laboratory batches are rejected if Z-Score > 2.5.
Note on C379: Z-Scores have been calculated inclusive of individual outliers. In general, laboratory batches are rejected if Z-Score > 2.5.
Note on C397: Z-Scores have been calculated inclusive of individual outliers. In general, laboratory batches are rejected if Z-Score > 2.5.
Note on C415: Z-Scores have been calculated inclusive of individual outliers. In general, laboratory batches are rejected if Z-Score > 2.5.
Note on C433: Z-Scores have been calculated inclusive of individual outliers. In general, laboratory batches are rejected if Z-Score > 2.5.
Note on C451: Z-Scores have been calculated inclusive of individual outliers. In general, laboratory batches are rejected if Z-Score > 2.5.
Note on C469: Z-Scores have been calculated inclusive of individual outliers. In general, laboratory batches are rejected if Z-Score > 2.5.
Note on C487: Z-Scores have been calculated inclusive of individual outliers. In general, laboratory batches are rejected if Z-Score > 2.5.
Note on C505: Z-Scores have been calculated inclusive of individual outliers. In general, laboratory batches are rejected if Z-Score > 2.5.
Note on C523: Z-Scores have been calculated inclusive of individual outliers. In general, laboratory batches are rejected if Z-Score > 2.5.
Note on C541: Z-Scores have been calculated inclusive of individual outliers. In general, laboratory batches are rejected if Z-Score > 2.5.
Note on C559: Z-Scores have been calculated inclusive of individual outliers. In general, laboratory batches are rejected if Z-Score > 2.5.
Note on C577: Z-Scores have been calculated inclusive of individual outliers. In general, laboratory batches are rejected if Z-Score > 2.5.
Note on C595: Z-Scores have been calculated inclusive of individual outliers. In general, laboratory batches are rejected if Z-Score > 2.5.
Note on C613: Z-Scores have been calculated inclusive of individual outliers. In general, laboratory batches are rejected if Z-Score > 2.5.
Note on C631: Z-Scores have been calculated inclusive of individual outliers. In general, laboratory batches are rejected if Z-Score > 2.5.
Note on C649: Z-Scores have been calculated inclusive of individual outliers. In general, laboratory batches are rejected if Z-Score > 2.5.
Note on C667: Z-Scores have been calculated inclusive of individual outliers. In general, laboratory batches are rejected if Z-Score > 2.5.
Note on C685: Z-Scores have been calculated inclusive of individual outliers. In general, laboratory batches are rejected if Z-Score > 2.5.
Note on C703: Z-Scores have been calculated inclusive of individual outliers. In general, laboratory batches are rejected if Z-Score > 2.5.
Note on C721: Z-Scores have been calculated inclusive of individual outliers. In general, laboratory batches are rejected if Z-Score > 2.5.
Note on C739: Z-Scores have been calculated inclusive of individual outliers. In general, laboratory batches are rejected if Z-Score > 2.5.
Note on C757: Z-Scores have been calculated inclusive of individual outliers. In general, laboratory batches are rejected if Z-Score > 2.5.
Note on C775: Z-Scores have been calculated inclusive of individual outliers. In general, laboratory batches are rejected if Z-Score > 2.5.
Note on C793: Z-Scores have been calculated inclusive of individual outliers. In general, laboratory batches are rejected if Z-Score > 2.5.
Note on C811: Z-Scores have been calculated inclusive of individual outliers. In general, laboratory batches are rejected if Z-Score > 2.5.
Note on C829: Z-Scores have been calculated inclusive of individual outliers. In general, laboratory batches are rejected if Z-Score > 2.5.
Note on C847: Z-Scores have been calculated inclusive of individual outliers. In general, laboratory batches are rejected if Z-Score > 2.5.
Note on C865: Z-Scores have been calculated inclusive of individual outliers. In general, laboratory batches are rejected if Z-Score > 2.5.
Note on C883: Z-Scores have been calculated inclusive of individual outliers. In general, laboratory batches are rejected if Z-Score > 2.5.
Note on C901: Z-Scores have been calculated inclusive of individual outliers. In general, laboratory batches are rejected if Z-Score > 2.5.
Note on C919: Z-Scores have been calculated inclusive of individual outliers. In general, laboratory batches are rejected if Z-Score > 2.5.
Note on C938: Z-Scores have been calculated inclusive of individual outliers. In general, laboratory batches are rejected if Z-Score > 2.5.
Note on C956: Z-Scores have been calculated inclusive of individual outliers. In general, laboratory batches are rejected if Z-Score > 2.5.
Note on C974: Z-Scores have been calculated inclusive of individual outliers. In general, laboratory batches are rejected if Z-Score > 2.5.
Note on C992: Z-Scores have been calculated inclusive of individual outliers. In general, laboratory batches are rejected if Z-Score > 2.5.
Note on C1010: Z-Scores have been calculated inclusive of individual outliers. In general, laboratory batches are rejected if Z-Score > 2.5.
Note on C1028: Z-Scores have been calculated inclusive of individual outliers. In general, laboratory batches are rejected if Z-Score > 2.5.
Note on C1046: Z-Scores have been calculated inclusive of individual outliers. In general, laboratory batches are rejected if Z-Score > 2.5.
Note on C1065: Z-Scores have been calculated inclusive of individual outliers. In general, laboratory batches are rejected if Z-Score > 2.5.
Note on C1083: Z-Scores have been calculated inclusive of individual outliers. In general, laboratory batches are rejected if Z-Score > 2.5.
Note on C1102: Z-Scores have been calculated inclusive of individual outliers. In general, laboratory batches are rejected if Z-Score > 2.5.
Note on C1120: Z-Scores have been calculated inclusive of individual outliers. In general, laboratory batches are rejected if Z-Score > 2.5.
Note on C1139: Z-Scores have been calculated inclusive of individual outliers. In general, laboratory batches are rejected if Z-Score > 2.5.
Note on C1158: Z-Scores have been calculated inclusive of individual outliers. In general, laboratory batches are rejected if Z-Score > 2.5.
Note on C1176: Z-Scores have been calculated inclusive of individual outliers. In general, laboratory batches are rejected if Z-Score > 2.5.
Note on C1194: Z-Scores have been calculated inclusive of individual outliers. In general, laboratory batches are rejected if Z-Score > 2.5.

## Fusion XRF
| Analytical results for Al2O3 in OREAS 48 (Indicative Value 15.07 wt.%) |  |  | Indicative
Al2O3 | Round | Replicate | Lab | 1
| No | No | 20 | wt.%
|  |  | BF*XRF | 2
2
| 1 | 1 | 15.106 | 1
| 1 | 2 | 14.97 | 15
| 1 | 3 | 15.034 | 16
| 1 | 4 | 15.162 | 15.067
| 1 | 5 | 15.075 | 21
| 1 | 6 | 15.055
| Mean |  | 15.067
| Median |  | 15.065
| Std Dev. |  | 0.065195
| Rel.Std.Dev. |  | 0.4327%
| PDM3 |  | -1.11e-14%
| Z-Score (Absolute) |  | NA
| Analytical results for BaO in OREAS 48 (Indicative Value 533 ppm) |  |  | Indicative
BaO | Round | Replicate | Lab | 1
| No | No | 20 | ppm
|  |  | BF*XRF | 0
0
| 1 | 1 | 520 | 1
| 1 | 2 | 560 | 16
| 1 | 3 | 530 | 16
| 1 | 4 | 510 | 533.3333
| 1 | 5 | 550 | 22
| 1 | 6 | 530
| Mean |  | 533.3333
| Median |  | 530
| Std Dev. |  | 18.619
| Rel.Std.Dev. |  | 3.491%
| PDM3 |  | 6.661e-14%
| Z-Score (Absolute) |  | NA
| Analytical results for CaO in OREAS 48 (Indicative Value 5.11 wt.%) |  |  | Indicative
CaO | Round | Replicate | Lab | 1
| No | No | 20 | wt.%
|  |  | BF*XRF | 2
2
| 1 | 1 | 5.113 | 1
| 1 | 2 | 5.073 | 17
| 1 | 3 | 5.127 | 16
| 1 | 4 | 5.103 | 5.1115
| 1 | 5 | 5.124 | 23
| 1 | 6 | 5.129
| Mean |  | 5.1115
| Median |  | 5.1185
| Std Dev. |  | 0.021258
| Rel.Std.Dev. |  | 0.4159%
| PDM3 |  | -2.22e-14%
| Z-Score (Absolute) |  | NA
| Analytical results for Cr2O3 in OREAS 48 (Indicative Value 112 ppm) |  |  | Indicative
Cr2O3 | Round | Replicate | Lab | 1
| No | No | 20 | ppm
|  |  | BF*XRF | 0
0
| 1 | 1 | 130 | 1
| 1 | 2 | 110 | 18
| 1 | 3 | 120 | 16
| 1 | 4 | 100 | 111.6667
| 1 | 5 | 100 | 24
| 1 | 6 | 110
| Mean |  | 111.6667
| Median |  | 110
| Std Dev. |  | 11.6905
| Rel.Std.Dev. |  | 10.47%
| PDM3 |  | -2.887e-13%
| Z-Score (Absolute) |  | NA
| Analytical results for CuO in OREAS 48 (Indicative Value 55 ppm) |  |  | Indicative
CuO | Round | Replicate | Lab | 1
| No | No | 20 | ppm
|  |  | BF*XRF | 0
0
| 1 | 1 | 60 | 1
| 1 | 2 | 40 | 19
| 1 | 3 | 60 | 16
| 1 | 4 | 60 | 55
| 1 | 5 | 50 | 25
| 1 | 6 | 60
| Mean |  | 55
| Median |  | 60
| Std Dev. |  | 8.3666
| Rel.Std.Dev. |  | 15.21%
| PDM3 |  | 0%
| Z-Score (Absolute) |  | NA
| Analytical results for Fe2O3 in OREAS 48 (Indicative Value 6.12 wt.%) |  |  | Indicative
Fe2O3 | Round | Replicate | Lab | 1
| No | No | 20 | wt.%
|  |  | BF*XRF | 2
2
| 1 | 1 | 6.129 | 1
| 1 | 2 | 6.072 | 20
| 1 | 3 | 6.13 | 16
| 1 | 4 | 6.127 | 6.1233
| 1 | 5 | 6.137 | 26
| 1 | 6 | 6.145
| Mean |  | 6.1233
| Median |  | 6.1295
| Std Dev. |  | 0.026005
| Rel.Std.Dev. |  | 0.4247%
| PDM3 |  | 2.22e-14%
| Z-Score (Absolute) |  | NA
| Analytical results for HfO2 in OREAS 48 (Indicative Value 15 ppm) |  |  | Indicative
HfO2 | Round | Replicate | Lab | 1
| No | No | 20 | ppm
|  |  | BF*XRF | 1
1
| 1 | 1 | 30 | 1
| 1 | 2 | 10 | 21
| 1 | 3 | 10 | 16
| 1 | 4 | 10 | 15
| Mean |  | 15 | 27
| Median |  | 10
| Std Dev. |  | 10
| Rel.Std.Dev. |  | 66.67%
| PDM3 |  | 0%
| Z-Score (Absolute) |  | NA
| Analytical results for K2O in OREAS 48 (Indicative Value 1.38 wt.%) |  |  | Indicative
K2O | Round | Replicate | Lab | 1
| No | No | 20 | wt.%
|  |  | BF*XRF | 2
2
| 1 | 1 | 1.377 | 1
| 1 | 2 | 1.361 | 15
| 1 | 3 | 1.393 | 16
| 1 | 4 | 1.382 | 1.3838
| 1 | 5 | 1.391 | 21
| 1 | 6 | 1.399
| Mean |  | 1.3838
| Median |  | 1.3865
| Std Dev. |  | 0.013688
| Rel.Std.Dev. |  | 0.9892%
| PDM3 |  | 2.665e-13%
| Z-Score (Absolute) |  | NA
| Analytical results for MgO in OREAS 48 (Indicative Value 2.86 wt.%) |  |  | Indicative
MgO | Round | Replicate | Lab | 1
| No | No | 20 | wt.%
|  |  | BF*XRF | 2
2
| 1 | 1 | 2.875 | 1
| 1 | 2 | 2.843 | 16
| 1 | 3 | 2.885 | 16
| 1 | 4 | 2.866 | 2.8648
| 1 | 5 | 2.862 | 22
| 1 | 6 | 2.858
| Mean |  | 2.8648
| Median |  | 2.864
| Std Dev. |  | 0.014442
| Rel.Std.Dev. |  | 0.5041%
| PDM3 |  | 1.332e-13%
| Z-Score (Absolute) |  | NA
| Analytical results for MnO in OREAS 48 (Indicative Value 0.093 wt.%) |  |  | Indicative
MnO | Round | Replicate | Lab | 1
| No | No | 20 | wt.%
|  |  | BF*XRF | 3
3
| 1 | 1 | 0.089 | 1
| 1 | 2 | 0.094 | 17
| 1 | 3 | 0.092 | 16
| 1 | 4 | 0.095 | 0.0925
| 1 | 5 | 0.093 | 23
| 1 | 6 | 0.092
| Mean |  | 0.0925
| Median |  | 0.0925
| Std Dev. |  | 0.0020736
| Rel.Std.Dev. |  | 2.242%
| PDM3 |  | -1.11e-14%
| Z-Score (Absolute) |  | NA
| Analytical results for Na2O in OREAS 48 (Indicative Value 4.26 wt.%) |  |  | Indicative
Na2O | Round | Replicate | Lab | 1
| No | No | 20 | wt.%
|  |  | BF*XRF | 2
2
| 1 | 1 | 4.281 | 1
| 1 | 2 | 4.24 | 18
| 1 | 3 | 4.256 | 16
| 1 | 4 | 4.295 | 4.2645
| 1 | 5 | 4.249 | 24
| 1 | 6 | 4.266
| Mean |  | 4.2645
| Median |  | 4.261
| Std Dev. |  | 0.020579
| Rel.Std.Dev. |  | 0.4826%
| PDM3 |  | 2.22e-14%
| Z-Score (Absolute) |  | NA
| Analytical results for NiO in OREAS 48 (Indicative Value 23.3 ppm) |  |  | Indicative
NiO | Round | Replicate | Lab | 1
| No | No | 20 | ppm
|  |  | BF*XRF | 1
1
| 1 | 1 | 30 | 1
| 1 | 2 | 20 | 19
| 1 | 3 | 20 | 16
| 1 | 4 | 20 | 23.3333
| 1 | 5 | 40 | 25
| 1 | 6 | 10
| Mean |  | 23.3333
| Median |  | 20
| Std Dev. |  | 10.328
| Rel.Std.Dev. |  | 44.26%
| PDM3 |  | 1.332e-13%
| Z-Score (Absolute) |  | NA
| Analytical results for P2O5 in OREAS 48 (Indicative Value 0.122 wt.%) |  |  | Indicative
P2O5 | Round | Replicate | Lab | 1
| No | No | 20 | wt.%
|  |  | BF*XRF | 3
3
| 1 | 1 | 0.121 | 1
| 1 | 2 | 0.119 | 20
| 1 | 3 | 0.125 | 16
| 1 | 4 | 0.119 | 0.12167
| 1 | 5 | 0.121 | 26
| 1 | 6 | 0.125
| Mean |  | 0.12167
| Median |  | 0.121
| Std Dev. |  | 0.0027325
| Rel.Std.Dev. |  | 2.246%
| PDM3 |  | -2.887e-13%
| Z-Score (Absolute) |  | NA
| Analytical results for SiO2 in OREAS 48 (Indicative Value 61.77 wt.%) |  |  | Indicative
SiO2 | Round | Replicate | Lab | 1
| No | No | 20 | wt.%
|  |  | BF*XRF | 2
2
| 1 | 1 | 61.727 | 1
| 1 | 2 | 61.119 | 21
| 1 | 3 | 61.918 | 16
| 1 | 4 | 61.986 | 61.7715
| 1 | 5 | 61.889 | 27
| 1 | 6 | 61.99
| Mean |  | 61.7715
| Median |  | 61.9035
| Std Dev. |  | 0.33369
| Rel.Std.Dev. |  | 0.5402%
| PDM3 |  | 0%
| Z-Score (Absolute) |  | NA
| Analytical results for SO3 in OREAS 48 (Indicative Value 0.142 wt.%) |  |  | Indicative
SO3 | Round | Replicate | Lab | 1
| No | No | 20 | wt.%
|  |  | BF*XRF | 3
3
| 1 | 1 | 0.14 | 1
| 1 | 2 | 0.128 | 15
| 1 | 3 | 0.144 | 16
| 1 | 4 | 0.154 | 0.14167
| 1 | 5 | 0.15 | 21
| 1 | 6 | 0.134
| Mean |  | 0.14167
| Median |  | 0.142
| Std Dev. |  | 0.0097502
| Rel.Std.Dev. |  | 6.883%
| PDM3 |  | -2.109e-13%
| Z-Score (Absolute) |  | NA
| Analytical results for SrO in OREAS 48 (Indicative Value 410 ppm) |  |  | Indicative
SrO | Round | Replicate | Lab | 1
| No | No | 20 | ppm
|  |  | BF*XRF | 0
0
| 1 | 1 | 430 | 1
| 1 | 2 | 400 | 16
| 1 | 3 | 420 | 16
| 1 | 4 | 360 | 410
| 1 | 5 | 450 | 22
| 1 | 6 | 400
| Mean |  | 410
| Median |  | 410
| Std Dev. |  | 30.9839
| Rel.Std.Dev. |  | 7.557%
| PDM3 |  | 0%
| Z-Score (Absolute) |  | NA
| Analytical results for TiO2 in OREAS 48 (Indicative Value 0.52 wt.%) |  |  | Indicative
TiO2 | Round | Replicate | Lab | 1
| No | No | 20 | wt.%
|  |  | BF*XRF | 3
3
| 1 | 1 | 0.517 | 1
| 1 | 2 | 0.513 | 17
| 1 | 3 | 0.527 | 16
| 1 | 4 | 0.521 | 0.52
| 1 | 5 | 0.521 | 23
| 1 | 6 | 0.521
| Mean |  | 0.52
| Median |  | 0.521
| Std Dev. |  | 0.0046904
| Rel.Std.Dev. |  | 0.902%
| PDM3 |  | -2.22e-14%
| Z-Score (Absolute) |  | NA
| Analytical results for V2O5 in OREAS 48 (Indicative Value 207 ppm) |  |  | Indicative
V2O5 | Round | Replicate | Lab | 1
| No | No | 20 | ppm
|  |  | BF*XRF | 0
0
| 1 | 1 | 200 | 1
| 1 | 2 | 210 | 18
| 1 | 3 | 210 | 16
| 1 | 4 | 210 | 206.6667
| 1 | 5 | 200 | 24
| 1 | 6 | 210
| Mean |  | 206.6667
| Median |  | 210
| Std Dev. |  | 5.164
| Rel.Std.Dev. |  | 2.499%
| PDM3 |  | -1.665e-13%
| Z-Score (Absolute) |  | NA
| Analytical results for ZnO in OREAS 48 (Indicative Value 92 ppm) |  |  | Indicative
ZnO | Round | Replicate | Lab | 1
| No | No | 20 | ppm
|  |  | BF*XRF | 0
0
| 1 | 1 | 90 | 1
| 1 | 2 | 90 | 19
| 1 | 3 | 90 | 16
| 1 | 4 | 100 | 91.6667
| 1 | 5 | 100 | 25
| 1 | 6 | 80
| Mean |  | 91.6667
| Median |  | 90
| Std Dev. |  | 7.5277
| Rel.Std.Dev. |  | 8.212%
| PDM3 |  | -3.331e-14%
| Z-Score (Absolute) |  | NA
| Analytical results for ZrO2 in OREAS 48 (Indicative Value 148 ppm) |  |  | Indicative
ZrO2 | Round | Replicate | Lab | 1
| No | No | 20 | ppm
|  |  | BF*XRF | 0
0
| 1 | 1 | 140 | 1
| 1 | 2 | 130 | 20
| 1 | 3 | 160 | 16
| 1 | 4 | 160 | 148.3333
| 1 | 5 | 140 | 26
| 1 | 6 | 160
| Mean |  | 148.3333
| Median |  | 150
| Std Dev. |  | 13.2916
| Rel.Std.Dev. |  | 8.961%
| PDM3 |  | 2.22e-13%
| Z-Score (Absolute) |  | NA
Note on C17: Z-Scores have been calculated inclusive of individual outliers. In general, laboratory batches are rejected if Z-Score > 2.5.
Note on C35: Z-Scores have been calculated inclusive of individual outliers. In general, laboratory batches are rejected if Z-Score > 2.5.
Note on C53: Z-Scores have been calculated inclusive of individual outliers. In general, laboratory batches are rejected if Z-Score > 2.5.
Note on C71: Z-Scores have been calculated inclusive of individual outliers. In general, laboratory batches are rejected if Z-Score > 2.5.
Note on C89: Z-Scores have been calculated inclusive of individual outliers. In general, laboratory batches are rejected if Z-Score > 2.5.
Note on C107: Z-Scores have been calculated inclusive of individual outliers. In general, laboratory batches are rejected if Z-Score > 2.5.
Note on C123: Z-Scores have been calculated inclusive of individual outliers. In general, laboratory batches are rejected if Z-Score > 2.5.
Note on C141: Z-Scores have been calculated inclusive of individual outliers. In general, laboratory batches are rejected if Z-Score > 2.5.
Note on C159: Z-Scores have been calculated inclusive of individual outliers. In general, laboratory batches are rejected if Z-Score > 2.5.
Note on C177: Z-Scores have been calculated inclusive of individual outliers. In general, laboratory batches are rejected if Z-Score > 2.5.
Note on C195: Z-Scores have been calculated inclusive of individual outliers. In general, laboratory batches are rejected if Z-Score > 2.5.
Note on C213: Z-Scores have been calculated inclusive of individual outliers. In general, laboratory batches are rejected if Z-Score > 2.5.
Note on C231: Z-Scores have been calculated inclusive of individual outliers. In general, laboratory batches are rejected if Z-Score > 2.5.
Note on C249: Z-Scores have been calculated inclusive of individual outliers. In general, laboratory batches are rejected if Z-Score > 2.5.
Note on C267: Z-Scores have been calculated inclusive of individual outliers. In general, laboratory batches are rejected if Z-Score > 2.5.
Note on C285: Z-Scores have been calculated inclusive of individual outliers. In general, laboratory batches are rejected if Z-Score > 2.5.
Note on C303: Z-Scores have been calculated inclusive of individual outliers. In general, laboratory batches are rejected if Z-Score > 2.5.
Note on C321: Z-Scores have been calculated inclusive of individual outliers. In general, laboratory batches are rejected if Z-Score > 2.5.
Note on C339: Z-Scores have been calculated inclusive of individual outliers. In general, laboratory batches are rejected if Z-Score > 2.5.
Note on C357: Z-Scores have been calculated inclusive of individual outliers. In general, laboratory batches are rejected if Z-Score > 2.5.